## Sheet1
Selected line | Equipment | Description of Technical Object | Maintenance plant | Maintenance Plant Name | Functional Location | Description of functional location | Manufacturer of asset | ManufactSerialNumber | Model number | Inventory number | System status | Equipment category | Location | Program 01 | Construction year | Construction type | Construc. type desc. | Acquisition date | Class | Construction month | Country Key | Country of manufact. | Equipment Obj Type Description | Gross Weight | Location Name | Manufacturer drawing number | Manufacturer part number | Material | Material Description | Planning plant | Serial Number | Size/dimension | Start-up date | Superord. Equipment | Superordinate Equipment Description | Supplier | Technical identification no. | Technical obj. type | Unit of Weight | User Status | DRAWING_NUMBER | SCI_NUMBER | AMPS_EQUIPMENT | MEDIUM_CATEGORY | TASK_TEMPLATE | EAM_TAX_CLASS | EAM_TAX_TYPE | MEDIUM_TYPE | NAMEPLATE_QTY_UNIT_OF_MEASURE | MEDIUM_METRIC_QTY | METRIC_QTY_UNIT_OF_MEASURE | MEDIUM_OIL_TYPE | MEDIUM_QTY_ESTIMATED | MEDIUM_QTY_NAMEPLATE | C55_APPLICABLE | C55_ASSET_TYPE | C55_EQUIPMENT_GROUPING | C55_SPARE_AVAILABLE | C55_ESTIMATED_REPLACEMENT_COST | VOLTAGE_KV | RIC_KA | OPERATING_MECHANISM | PCB_COLOR_CODE | PCB_LIMS_SAMPLE_NUMBER | PCB_ESTIMATED_PCB_RANGE | PCB_LEVEL | PCB_TEST_DATE | PCB_ESTIMATED_PCB_REASON | PCB_COMMENTS | EAM_TAX_CATEGORY | FACILITY_TYPE | RESPONSIBLE_ORGANIZATION | RESPONSIBLE_GROUP | ICS_CLASS_CRITICALITY | ICS_CLASS_NETWK_SECURITY_ZONE | OS_FIRMWARE_TYPE | VENDOR_SECURITY_PATCHES | AV_FEASIBLE | ANTI_VIRUS | PATCHING | PATCHING_FEASIBLE | ICS_TECHNOLOGY_ASSET | CONNECTIVITY_WIRED | CONNECTIVITY_WIRELESS | TRANSIENT | ICS_TECHNOLOGY_ASSET_TYPE | PSP_DESIGNATION | ESP_DESIGNATION | PSP_TYPE | PSP_LOCK | ICS_EQUIPMENT_TYPE | ICS_PHYSICAL_LOCATION_NAME | OS_VERSION | ALT_MODEL_NUMBER | MH_TAG_NUMBER | NAMEPLATE_MANUFACTURE_NAME | MANUFACTURE_LOCATION_FACILITY | STYLE_NUMBER | BSH_TYPE | VERSION_NUMBER | BSH_CLASS | CAPACITANCE_TAP | VOLTAGE_RATING | BIL | CONTINUOUS_CURRENT | C1_CAPACITANCE | C1_PF_POWER_FACTOR | C2_CAPACITANCE | C2_PF_POWER_FACTOR | PROXYAS_BUILTYEAR | TYPE_OF_DRIVE | LOAD_CARRYING_METHOD | LOAD_HANDLING_METHOD | MOVEMENT_MODE | CONTROL_TYPE | SPEC_NUMBER | SO_NUMBER | CATALOG_NUMBER | SERVICE_FLUID
| 11794691 | 100 PSI BRAKE AIR RECEIVER | 2620 | Seven Sisters G.S. | 00105H-BPU-GEN-BRK-SAS-TNK | GENERATOR BRAKE AIR RECEIVER | ACME WLEDING & SUPPLY LTD. | 488-2 |  | NEW | INST | 1 |  |  | 1988 |  |  |  | PSETPR |  |  |  | TANK | 0 | [5 empty] | 2620 | [7 empty] | TNK
| 11394737 | 100 PSI COMPRESSED AIR DIST SYSTEM | 2620 | Seven Sisters G.S. | 00105H-BPA-SAS-SA1 | 100 PSI SERVICE AIR SYSTEM |  |  |  | 036954 | INST | 1 | [6 empty] | STANDARD |  |  |  | COMPRESSED AIR SYS | 0 | [5 empty] | 2620 | [7 empty] | CAS |  |  | 1-00105-D-05106 0001 | 75100 | 036954 | data not found
| 11794693 | 100 PSI SERVICE AIR RECEIVER | 2620 | Seven Sisters G.S. | 00105H-BPA-SAS-SA1-TNK | 100 PSI SERVICE AIR RECEIVER TANKS | ACME WLEDING & SUPPLY LTD. | 488-1 |  |  | INST | 1 | [6 empty] | PSETPR |  |  |  | TANK | 0 | [5 empty] | 2620 | [7 empty] | TNK
| 11395321 | 100 PSI TWD COMPRESSOR #1 | 2620 | Seven Sisters G.S. | 00105H-BPU-TUR-WSD-TWD | GENERATOR TAILWATER DEPRESSION AIR SYS | CANADIAN INGERSOLL RAND | F35258U97069 | SSR-EP125 | 094308 | INST | 1 |  |  |  | 05-61-29 | COMPRESSOR AIR INGERSOL RAND SSR-EP125 |  | STANDARD |  |  |  | COMPRESSOR | 0 | [5 empty] | 2620 | [7 empty] | CMP |  |  |  | 75150 | 094308 | LUBRICATION | CMPREC01 | CMP | REC | OIL | LITRES | 87.4 | LITRES | IR 39433735 SSR-ULTRA | NO | data not found
| 11395322 | 100 PSI TWD COMPRESSOR #2 | 2620 | Seven Sisters G.S. | 00105H-BPU-TUR-WSD-TWD | GENERATOR TAILWATER DEPRESSION AIR SYS | CANADIAN INGERSOLL RAND | F35257U97071 | SSR-EP125 | 094311 | INST | 1 | [6 empty] | STANDARD |  |  |  | COMPRESSOR | 0 | [5 empty] | 2620 | [7 empty] | CMP |  |  |  | 75150 | 094311 | LUBRICATION | CMPREC01 | CMP | REC | OIL | LITRES | 87.4 | LITRES | IR 39433735 SSR-ULTRA | NO | data not found
| 11395323 | 100 PSI TWD COMPRESSOR #3 | 2620 | Seven Sisters G.S. | 00105H-BPU-TUR-WSD-TWD | GENERATOR TAILWATER DEPRESSION AIR SYS | CANADIAN INGERSOLL RAND | F35259U97069 | SSR-EP125 | 094314 | INST | 1 | [6 empty] | STANDARD |  |  |  | COMPRESSOR | 0 | [5 empty] | 2620 | [7 empty] | CMP |  |  |  | 75150 | 094314 | LUBRICATION | CMPREC01 | CMP | REC | OIL | LITRES | 87.4 | LITRES | IR 39433735 SSR-ULTRA | NO | data not found
| 11394738 | 100PSI TAILWATER AIR SYS DIST EQUIPMENT | 2620 | Seven Sisters G.S. | 00105H-BPU-TUR-WSD-TWD | GENERATOR TAILWATER DEPRESSION AIR SYS |  |  |  | 094317 | INST | 1 | [6 empty] | STANDARD |  |  |  | COMPRESSED AIR SYS | 0 | [5 empty] | 2620 | [7 empty] | CAS |  |  |  | 75159 | 094317 | data not found
| 11394739 | 100PSI TAILWATER AIR SYSTEM CONTROLLER | 2620 | Seven Sisters G.S. | 00105H-BPU-TUR-WSD-TWD-CNL | TAILWATER DEPRESSION - CONTROLLERS | CANADIAN INGERSOLL RAND | CRTU97049 | ROTARY | 094653 | INST | 1 | [6 empty] | STANDARD |  |  |  | CONTROLLER | 0 | [5 empty] | 2620 | [7 empty] | CNL |  |  |  | 75150 | 094653 | data not found
| 11394798 | 115KV 52-110 ST5 ABB 145 PM40-20 SF6 CBK | 2620 | Seven Sisters G.S. | 00105S-SWY-115K-L__ST5-CBK | LINE ST5 CIRCUIT BREAKER | ABB INC | B003081-14 | 145 PM 40-20 | 138213 | INST | 1 | LINE ST5 | ERIS REPORTABLE | 2003 |  |  |  | CBK |  |  |  | CIRCUIT BREAKER | 0 | LINE ST5 |  |  |  |  | 2620 |  |  | 2003-01-01 |  |  |  |  | CBK |  |  |  | 51626 | 138213 | INSULATING | BKR034 |  |  | SF6 | KILOGRAMS |  |  |  | NO | data not found | YES | BREAKER, SWITCHYARD | BREAKERS | YES | data not found | data not found | data not found | HYDRAULIC/SPRING,
| 11394799 | 115KV 52-117 ST6 ABB 145 PM40-20 SF6 CBK | 2620 | Seven Sisters G.S. | 00105S-SWY-115K-L__ST6-CBK | LINE ST6 CIRCUIT BREAKER | ABB INC | B003081-09 | 145 PM 40-20 | 138247 | INST | 1 | LINE ST6 | ERIS REPORTABLE | 2003 |  |  |  | CBK |  |  |  | CIRCUIT BREAKER | 0 | LINE ST6 |  |  |  |  | 2620 |  |  | 2003-01-01 |  |  |  |  | CBK |  |  |  | 51626 | 138247 | INSULATING | BKR034 |  |  | SF6 | KILOGRAMS |  |  |  | NO | data not found | YES | BREAKER, SWITCHYARD | BREAKERS | YES | data not found | data not found | data not found | HYDRAULIC/SPRING,
| 11394800 | 115KV 52-122 4BP ABB 145 PM40-20 SF6 CBK | 2620 | Seven Sisters G.S. | 00105H-BPE-USY-U04-CBK | UNIT 4 CIRCUIT BREAKER | ABB INC | B003081-06 | 145 PM 40-20 | 138260 | INST | 1 | UNIT 4 | ERIS REPORTABLE | 2002 |  |  |  | CBK |  |  |  | CIRCUIT BREAKER | 0 | UNIT 4 |  |  |  |  | 2620 |  |  | 2002-01-01 |  |  |  |  | CBK |  |  |  | 51626 | 138260 | INSULATING | BKR034 |  |  | SF6 | KILOGRAMS |  |  |  | NO | data not found | YES | BREAKER, SWITCHYARD | BREAKERS | YES | data not found | data not found | data not found | HYDRAULIC/SPRING,
| 11394801 | 115KV 52-129 U4 ABB 145 PM40-20 SF6 CBK | 2620 | Seven Sisters G.S. | 00105H-BPE-USY-U04-CBK | UNIT 4 CIRCUIT BREAKER | ABB INC | B003081-12 | 145 PM 40-20 | 138262 | INST | 1 | UNIT 4 | ERIS REPORTABLE | 2003 |  |  |  | CBK |  |  |  | CIRCUIT BREAKER | 0 | UNIT 4 |  |  |  |  | 2620 |  |  | 2003-01-01 |  |  |  |  | CBK |  |  |  | 51626 | 138262 | INSULATING | BKR034 |  |  | SF6 | KILOGRAMS |  |  |  | NO | data not found | YES | BREAKER, SWITCHYARD | BREAKERS | YES | data not found | data not found | data not found | HYDRAULIC/SPRING,
| 11394802 | 115KV 52-134 ABB 145 PM40-20 SF6 BREAKER | 2620 | Seven Sisters G.S. | 00105S-SWY-115K-BUSCOM-CBK | 115KV SWITCHYARD CIRCUIT BREAKERS | ABB INC | B003809-02 | 145 PM 40-20 | 138273 | INST | 1 |  | ERIS REPORTABLE | 2003 |  |  |  | CBK |  |  |  | CIRCUIT BREAKER | 0 | [5 empty] | 2620 |  |  | 2003-01-01 |  |  |  |  | CBK |  |  |  | 51626 | 138273 | INSULATING | BKR034 |  |  | SF6 | KILOGRAMS |  |  |  | NO | data not found | YES | BREAKER, SWITCHYARD | BREAKERS | YES | data not found | data not found | data not found | HYDRAULIC/SPRING,
| 11394803 | 115KV 52-156 SW1 ABB 145 PM40-20 SF6 CBK | 2620 | Seven Sisters G.S. | 00105S-SWY-115K-L__SW1-CBK | LINE SW1 CIRCUIT BREAKER | ABB INC | B003081-15 | 145 PM 40-20 | 138278 | INST | 1 | LINE SW1 | ERIS REPORTABLE | 2003 |  |  |  | CBK |  |  |  | CIRCUIT BREAKER | 0 | LINE SW1 |  |  |  |  | 2620 |  |  | 2003-01-01 |  |  |  |  | CBK |  |  |  | 51626 | 138278 | INSULATING | BKR034 |  |  | SF6 | KILOGRAMS |  |  |  | NO | data not found | YES | BREAKER, SWITCHYARD | BREAKERS | YES | data not found | data not found | data not found | HYDRAULIC/SPRING,
| 11394804 | 115KV 52-161 5BP ABB 145 PM40-20 SF6 CBK | 2620 | Seven Sisters G.S. | 00105H-BPE-USY-U05-CBK | UNIT 5 CIRCUIT BREAKER | ABB INC | B003081-05 | 145 PM 40-20 | 138284 | INST | 1 | UNIT 5 | ERIS REPORTABLE | 2002 |  |  |  | CBK |  |  |  | CIRCUIT BREAKER | 0 | UNIT 5 |  |  |  |  | 2620 |  |  | 2002-01-01 |  |  |  |  | CBK |  |  |  | 51626 | 138284 | INSULATING | BKR034 |  |  | SF6 | KILOGRAMS |  |  |  | NO | data not found | YES | BREAKER, SWITCHYARD | BREAKERS | YES | data not found | data not found | data not found | HYDRAULIC/SPRING,
| 11394805 | 115KV 52-168 U5 ABB 145 PM40-20 SF6 CBK | 2620 | Seven Sisters G.S. | 00105H-BPE-USY-U05-CBK | UNIT 5 CIRCUIT BREAKER | ABB INC | B003081-11 | 145 PM 40-20 | 138285 | INST | 1 | UNIT 5 | ERIS REPORTABLE | 2003 |  |  |  | CBK |  |  |  | CIRCUIT BREAKER | 0 | UNIT 5 |  |  |  |  | 2620 |  |  | 2003-01-01 |  |  |  |  | CBK |  |  |  | 51626 | 138285 | INSULATING | BKR034 |  |  | SF6 | KILOGRAMS |  |  |  | NO | data not found | YES | BREAKER, SWITCHYARD | BREAKERS | YES | data not found | data not found | data not found | HYDRAULIC/SPRING,
| 11394806 | 115KV 52-17 SG12 ABB 145 PM40-20 SF6 CBK | 2620 | Seven Sisters G.S. | 00105S-SWY-115K-L_SG12-CBK | LINE SG12 CIRCUIT BREAKER | ABB INC | B003081-10 | 145 PM 40-20 | 138286 | INST | 1 | LINE SG12 | ERIS REPORTABLE | 2003 |  |  |  | CBK |  |  |  | CIRCUIT BREAKER | 0 | LINE SG12 |  |  |  |  | 2620 |  |  | 2003-01-01 |  |  |  |  | CBK |  |  |  | 51626 | 138286 | INSULATING | BKR034 |  |  | SF6 | KILOGRAMS |  |  |  | NO | data not found | YES | BREAKER, SWITCHYARD | BREAKERS | YES | data not found | data not found | data not found | HYDRAULIC/SPRING,
| 11394807 | 115KV 52-176 SW4 ABB 145 PM40-20 SF6 CBK | 2620 | Seven Sisters G.S. | 00105S-SWY-115K-L__SW4-CBK | LINE SW4 CIRCUIT BREAKER | ABB INC | B003081-04 | 145 PM 40-20 | 138287 | INST | 1 | LINE SW4 | ERIS REPORTABLE | 2002 |  |  |  | CBK |  |  |  | CIRCUIT BREAKER | 0 | LINE SW4 |  |  |  |  | 2620 |  |  | 2002-01-01 |  |  |  |  | CBK |  |  |  | 51626 | 138287 | INSULATING | BKR034 |  |  | SF6 | KILOGRAMS |  |  |  | NO | data not found | YES | BREAKER, SWITCHYARD | BREAKERS | YES | data not found | data not found | data not found | HYDRAULIC/SPRING,
| 11394808 | 115KV 52-181 6BP ABB 145 PM40-20 SF6 CBK | 2620 | Seven Sisters G.S. | 00105H-BPE-USY-U06-CBK | UNIT 6 CIRCUIT BREAKER | ABB INC | B003081-01 | 145 PM 40-20 | 138288 | INST | 1 | UNIT 6 | ERIS REPORTABLE | 2002 |  |  |  | CBK |  |  |  | CIRCUIT BREAKER | 0 | UNIT 6 |  |  |  |  | 2620 |  |  | 2002-01-01 |  |  |  |  | CBK |  |  |  | 51626 | 138288 | INSULATING | BKR034 |  |  | SF6 | KILOGRAMS |  |  |  | NO | data not found | YES | BREAKER, SWITCHYARD | BREAKERS | YES | data not found | data not found | data not found | HYDRAULIC/SPRING,
| 11394809 | 115KV 52-188 U6 ABB 145 PM40-20 SF6 CBK | 2620 | Seven Sisters G.S. | 00105H-BPE-USY-U06-CBK | UNIT 6 CIRCUIT BREAKER | ABB INC | B003081-02 | 145 PM 40-20 | 138289 | INST | 1 | UNIT 6 | ERIS REPORTABLE | 2002 |  |  |  | CBK |  |  |  | CIRCUIT BREAKER | 0 | UNIT 6 |  |  |  |  | 2620 |  |  | 2002-01-01 |  |  |  |  | CBK |  |  |  | 51626 | 138289 | INSULATING | BKR034 |  |  | SF6 | KILOGRAMS |  |  |  | NO | data not found | YES | BREAKER, SWITCHYARD | BREAKERS | YES | data not found | data not found | data not found | HYDRAULIC/SPRING,
| 11394810 | 115KV 52-29 U1 ABB 145 PM40-20 SF6 CBK | 2620 | Seven Sisters G.S. | 00105H-BPE-USY-U01-CBK | UNIT 1 CIRCUIT BREAKER | ABB INC | B003081-13 | 145 PM 40-20 | 138291 | INST | 1 | UNIT 1 | ERIS REPORTABLE | 2003 |  |  |  | CBK |  |  |  | CIRCUIT BREAKER | 0 | UNIT 1 |  |  |  |  | 2620 |  |  | 2003-01-01 |  |  |  |  | CBK |  |  |  | 51626 | 138291 | INSULATING | BKR034 |  |  | SF6 | KILOGRAMS |  |  |  | NO | data not found | YES | BREAKER, SWITCHYARD | BREAKERS | YES | data not found | data not found | data not found | HYDRAULIC/SPRING,
| 11394811 | 115KV 52-46 B7 ABB 145 PM40-20 SF6 CBK | 2620 | Seven Sisters G.S. | 00105H-BPE-ACD-STS-S01-CBK | STN SERVICE CIRCUIT BREAKER | ABB INC | B003809-01 | 145 PM 40-20 | 138292 | INST | 1 | SS 1 | ERIS REPORTABLE | 2003 |  |  |  | CBK |  |  |  | CIRCUIT BREAKER | 0 | STATION SERVICE 1 |  |  |  |  | 2620 |  |  | 2003-01-01 |  |  |  |  | CBK |  |  |  | 51626 | 138292 | INSULATING | BKR034 |  |  | SF6 | KILOGRAMS |  |  |  | NO | data not found | YES | BREAKER, SWITCHYARD | BREAKERS | YES | data not found | data not found | data not found | HYDRAULIC/SPRING,
| 11394812 | 115KV 52-56 SW3 ABB 145 PM40-20 SF6 CBK | 2620 | Seven Sisters G.S. | 00105S-SWY-115K-L__SW3-CBK | LINE SW3 CIRCUIT BREAKER | ABB INC | B003081-16 | 145 PM 40-20 | 138293 | INST | 1 | LINE SW3 | ERIS REPORTABLE | 2003 |  |  |  | CBK |  |  |  | CIRCUIT BREAKER | 0 | LINE SW3 |  |  |  |  | 2620 |  |  | 2003-01-01 |  |  |  |  | CBK |  |  |  | 51626 | 138293 | INSULATING | BKR034 |  |  | SF6 | KILOGRAMS |  |  |  | NO | data not found | YES | BREAKER, SWITCHYARD | BREAKERS | YES | data not found | data not found | data not found | HYDRAULIC/SPRING,
| 11394813 | 115KV 52-68 U2 ABB 145 PM40-20 SF6 CBK | 2620 | Seven Sisters G.S. | 00105H-BPE-USY-U02-CBK | UNIT 2 CIRCUIT BREAKER | ABB INC | B003081-08 | 145 PM 40-20 | 138295 | INST | 1 | UNIT 2 | ERIS REPORTABLE | 2002 |  |  |  | CBK |  |  |  | CIRCUIT BREAKER | 0 | UNIT 2 |  |  |  |  | 2620 |  |  | 2002-01-01 |  |  |  |  | CBK |  |  |  | 51626 | 138295 | INSULATING | BKR034 |  |  | SF6 | KILOGRAMS |  |  |  | NO | data not found | YES | BREAKER, SWITCHYARD | BREAKERS | YES | data not found | data not found | data not found | HYDRAULIC/SPRING,
| 11394814 | 115KV 52-76 SW2 ABB 145 PM40-20 SF6 CBK | 2620 | Seven Sisters G.S. | 00105S-SWY-115K-L__SW2-CBK | LINE SW2 CIRCUIT BREAKER | ABB INC | B003081-07 | 145 PM 40-20 | 138212 | INST | 1 | LINE SW2 | ERIS REPORTABLE | 2002 |  |  |  | CBK |  |  |  | CIRCUIT BREAKER | 0 | LINE SW2 |  |  |  |  | 2620 |  |  | 2002-01-01 |  |  |  |  | CBK |  |  |  | 51626 | 138212 | INSULATING | BKR034 |  |  | SF6 | KILOGRAMS |  |  |  | NO | data not found | YES | BREAKER, SWITCHYARD | BREAKERS | YES | data not found | data not found | data not found | HYDRAULIC/SPRING,
| 11394815 | 115KV 52-88 U3 ABB 145 PM40-20 SF6 CBK | 2620 | Seven Sisters G.S. | 00105H-BPE-USY-U03-CBK | UNIT 3 CIRCUIT BREAKER | ABB INC | B003081-03 | 145 PM 40-20 | 138298 | INST | 1 | UNIT 3 | ERIS REPORTABLE | 2002 |  |  |  | CBK |  |  |  | CIRCUIT BREAKER | 0 | UNIT 3 |  |  |  |  | 2620 |  |  | 2002-01-01 |  |  |  |  | CBK |  |  |  | 51626 | 138298 | INSULATING | BKR034 |  |  | SF6 | KILOGRAMS |  |  |  | NO | data not found | YES | BREAKER, SWITCHYARD | BREAKERS | YES | data not found | data not found | data not found | HYDRAULIC/SPRING,
| 11395206 | 115KV 52-SPR BKR ABB 145 PM40-20 SF6 CBK | 2620 | Seven Sisters G.S. |  |  | ABB INC | 239104038/2 | 145 PM 40-20 | 138300 | AVLB | 1 |  |  | 2003 |  |  |  | CBK |  |  |  | CIRCUIT BREAKER | 0 | [5 empty] | 2620 |  |  | 2003-01-01 |  |  |  |  | CBK |  |  |  | 51626 | 138300 | INSULATING | BKR034 |  |  | SF6 | KILOGRAMS |  |  |  | NO | data not found | YES | BREAKER, SWITCHYARD | BREAKERS | NO | data not found | data not found | data not found | HYDRAULIC/SPRING,
| 11807891 | 115KV 89-126 UNIT 4 MOD DISCONNECT | 2620 | Seven Sisters G.S. | 00105H-BPE-USY-U04-DIS | UNIT 4 DISCONNECT | GS T&D PRODUCTS LIMITED | REQ | ADB-E | NEW | INST | 1 | UNIT 4 | [5 empty] | STANDARD |  |  |  | DISCONNECT | 0 | UNIT 4 |  |  |  |  | 2620 | [7 empty] | DIS |  |  |  | 51630 | NEW | data not found | DIS005 |  |  | AIR
| 11394830 | 115KV 89-126 UNIT 4 MOD MECHANISM | 2620 | Seven Sisters G.S. | 00105H-BPE-USY-U04-DIS | UNIT 4 DISCONNECT | GS T&D PRODUCTS LIMITED | 71391004 | ADB-E | 049746 | ASEQ | 1 | UNIT 4 | [5 empty] | STANDARD |  |  |  | MOTOR OPER DISC MECH | 0 | UNIT 4 |  |  |  |  | 2620 |  |  |  | 11807891 | 115KV 89-126 UNIT 4 MOD DISCONNECT |  |  | MOD |  |  |  | 51630 | 049746 | data not found | MOD001
| 11807892 | 115KV 89-165 UNIT 5 MOD DISCONNECT | 2620 | Seven Sisters G.S. | 00105H-BPE-USY-U05-DIS | UNIT 5 DISCONNECT | GS T&D PRODUCTS LIMITED | REQ | AD2-E | NEW | INST | 1 | UNIT 5 | [5 empty] | STANDARD |  |  |  | DISCONNECT | 0 | UNIT 5 |  |  |  |  | 2620 | [7 empty] | DIS |  |  |  | 51630 | NEW | data not found | DIS005 |  |  | AIR
| 11394842 | 115KV 89-165 UNIT 5 MOD MECHANISM | 2620 | Seven Sisters G.S. | 00105H-BPE-USY-U05-DIS | UNIT 5 DISCONNECT | GS T&D PRODUCTS LIMITED | 71509003 | AD2-E | 049749 | ASEQ | 1 | UNIT 5 | [5 empty] | STANDARD |  |  |  | MOTOR OPER DISC MECH | 0 | UNIT 5 |  |  |  |  | 2620 |  |  |  | 11807892 | 115KV 89-165 UNIT 5 MOD DISCONNECT |  |  | MOD |  |  |  | 51630 | 049749 | data not found | MOD001
| 11807893 | 115KV 89-185 UNIT 6 MOD DISCONNECT | 2620 | Seven Sisters G.S. | 00105H-BPE-USY-U06-DIS | UNIT 6 DISCONNECT | GS T&D PRODUCTS LIMITED | REQ | ADB-E | NEW | INST | 1 | UNIT 6 | [5 empty] | STANDARD |  |  |  | DISCONNECT | 0 | UNIT 6 |  |  |  |  | 2620 | [7 empty] | DIS |  |  |  | 51630 | NEW | data not found | DIS005 |  |  | AIR
| 11394849 | 115KV 89-185 UNIT 6 MOD MECHANISM | 2620 | Seven Sisters G.S. | 00105H-BPE-USY-U06-DIS | UNIT 6 DISCONNECT | GS T&D PRODUCTS LIMITED | 71089012 | ADB-E | 049755 | ASEQ | 1 | UNIT 6 | [5 empty] | STANDARD |  |  |  | MOTOR OPER DISC MECH | 0 | UNIT 6 |  |  |  |  | 2620 |  |  |  | 11807893 | 115KV 89-185 UNIT 6 MOD DISCONNECT |  |  | MOD |  |  |  | 51630 | 049755 | data not found | MOD001
| 11807888 | 115KV 89-26 1 UNIT MOD DISCONNECT | 2620 | Seven Sisters G.S. | 00105H-BPE-USY-U01-DIS | UNIT 1 DISCONNECT | EASTERN POWER DEVICES LTD ITE | REQ | MO-58-9 | NEW | INST | 1 | UNIT 1 | [5 empty] | STANDARD |  |  |  | DISCONNECT | 0 | UNIT 1 |  |  |  |  | 2620 | [7 empty] | DIS |  |  |  | 51630 | 049731 | data not found | DIS005 |  |  | AIR
| 11394853 | 115KV 89-26 UNIT 1 MOD MECHANISM | 2620 | Seven Sisters G.S. | 00105H-BPE-USY-U01-DIS | UNIT 1 DISCONNECT | EASTERN POWER DEVICES LTD ITE | REQ | MO-58-9 | 049731 | ASEQ | 1 | UNIT 1 | [5 empty] | STANDARD |  |  |  | MOTOR OPER DISC MECH | 0 | UNIT 1 |  |  |  |  | 2620 |  |  |  | 11807888 | 115KV 89-26 1 UNIT MOD DISCONNECT |  |  | MOD |  |  |  | 51630 | 049731 | data not found | MOD001
| 11807887 | 115KV 89-43 STN SERVICE MOD DISCONNECT | 2620 | Seven Sisters G.S. | 00105H-BPE-ACD-STS-S01-DIS | 115KV STN SERVICE DISCONNECT | EASTERN POWER DEVICES LTD ITE | REQ | MO-58-9 | NEW | INST | 1 | SS 1 | [5 empty] | STANDARD |  |  |  | DISCONNECT | 0 | STATION SERVICE 1 |  |  |  |  | 2620 | [7 empty] | DIS |  |  |  | 51630 | NEW | data not found | DIS005 |  |  | AIR
| 11394857 | 115KV 89-43 STN SERVICE MOD MECHANISM | 2620 | Seven Sisters G.S. | 00105H-BPE-ACD-STS-S01-DIS | 115KV STN SERVICE DISCONNECT | EASTERN POWER DEVICES LTD ITE | REQ | MO-58-9 | 063162 | ASEQ | 1 | SS 1 | [5 empty] | STANDARD |  |  |  | MOTOR OPER DISC MECH | 0 | STATION SERVICE 1 |  |  |  |  | 2620 |  |  |  | 11807887 | 115KV 89-43 STN SERVICE MOD DISCONNECT |  |  | MOD |  |  |  | 51630 | 063162 | data not found | MOD001
| 11807889 | 115KV 89-65 UNIT 2 MOD DISCONNECT | 2620 | Seven Sisters G.S. | 00105H-BPE-USY-U02-DIS | UNIT 2 DISCONNECT | EASTERN POWER DEVICES LTD ITE | REQ | MO-58-9 | NEW | INST | 1 | UNIT 2 | [5 empty] | STANDARD |  |  |  | DISCONNECT | 0 | UNIT 2 |  |  |  |  | 2620 | [7 empty] | DIS |  |  |  | 51630 | NEW | data not found | DIS005 |  |  | AIR
| 11394861 | 115KV 89-65 UNIT 2 MOD MECHANISM | 2620 | Seven Sisters G.S. | 00105H-BPE-USY-U02-DIS | UNIT 2 DISCONNECT | EASTERN POWER DEVICES LTD ITE | REQ | MO-58-9 | 049734 | ASEQ | 1 | UNIT 2 | [5 empty] | STANDARD |  |  |  | MOTOR OPER DISC MECH | 0 | UNIT 2 |  |  |  |  | 2620 |  |  |  | 11807889 | 115KV 89-65 UNIT 2 MOD DISCONNECT |  |  | MOD |  |  |  | 51630 | 049734 | data not found | MOD001
| 11807890 | 115KV 89-85 UNIT 3 MOD DISCONNECT | 2620 | Seven Sisters G.S. | 00105H-BPE-USY-U03-DIS | UNIT 3 DISCONNECT | EASTERN POWER DEVICES LTD ITE | REQ | MO-58-9 | NEW | INST | 1 | UNIT 3 | [5 empty] | STANDARD |  |  |  | DISCONNECT | 0 | UNIT 3 |  |  |  |  | 2620 | [7 empty] | DIS |  |  |  | 51630 | 049740 | data not found | DIS005 |  |  | AIR
| 11394866 | 115KV 89-85 UNIT 3 MOD MECHANISM | 2620 | Seven Sisters G.S. | 00105H-BPE-USY-U03-DIS | UNIT 3 DISCONNECT | EASTERN POWER DEVICES LTD ITE | REQ | MO-58-9 | 049740 | ASEQ | 1 | UNIT 3 | [5 empty] | STANDARD |  |  |  | MOTOR OPER DISC MECH | 0 | UNIT 3 |  |  |  |  | 2620 |  |  |  | 11807890 | 115KV 89-85 UNIT 3 MOD DISCONNECT |  |  | MOD |  |  |  | 51630 | 049740 | data not found | MOD001
| 11394740 | 115KV A PH NORTH CVT | 2620 | Seven Sisters G.S. | 00105S-SWY-115K-BUSCOM-PTX | 115KV SWITCHYARD POTENTIAL TRANSFORMERS | TRENCH | T09166304 | TEMF 145 | 153228 | INST | 1 | [6 empty] | STANDARD |  |  |  | POTENTIAL TRANSFORMR | 0 | [5 empty] | 2620 | [7 empty] | PTX |  |  |  | 51652 | 153228 | INSULATING | PT001 |  |  | OIL | LITRES | 37.7 | LITRES | LUMINOL TRI TYPE 4 | NO | data not found | [8 empty] | WHITE | PCB FREE AS PER NAMEPLATE | PCB FREE
| 11394741 | 115KV A PH SOUTH POTENTIAL TRANSFORMER | 2620 | Seven Sisters G.S. | 00105S-SWY-115K-BUSCOM-PTX | 115KV SWITCHYARD POTENTIAL TRANSFORMERS | CANADIAN GENERAL ELECTRIC LTD | 358212 | VC 115 | 122902 | INST | 1 | [6 empty] | STANDARD |  |  |  | POTENTIAL TRANSFORMR | 0 | [5 empty] | 2620 | [7 empty] | PTX |  |  |  | 51652 | 122902 | INSULATING | PT002 |  |  | OIL | LITRES | 120 | LITRES |  | NO | data not found | [8 empty] | YELLOW |  | N < 5 PPM | data not found | data not found
| 11394742 | 115KV B PH NORTH CVT | 2620 | Seven Sisters G.S. | 00105S-SWY-115K-BUSCOM-PTX | 115KV SWITCHYARD POTENTIAL TRANSFORMERS | TRENCH | T09166305 | TEMF 145 | 153229 | INST | 1 | [6 empty] | STANDARD |  |  |  | POTENTIAL TRANSFORMR | 0 | [5 empty] | 2620 | [7 empty] | PTX |  |  |  | 51652 | 153229 | INSULATING | PT001 |  |  | OIL | LITRES | 37.7 | LITRES |  | NO | data not found | [8 empty] | WHITE | PCB FREE AS PER NAMEPLATE | PCB FREE
| 11394743 | 115KV B PH SOUTH POTENTIAL TRANSFORMER | 2620 | Seven Sisters G.S. | 00105S-SWY-115K-BUSCOM-PTX | 115KV SWITCHYARD POTENTIAL TRANSFORMERS | CANADIAN GENERAL ELECTRIC LTD | 358213 | VC 115 | 122903 | INST | 1 | [6 empty] | STANDARD |  |  |  | POTENTIAL TRANSFORMR | 0 | [5 empty] | 2620 | [7 empty] | PTX |  |  |  | 51652 | 122903 | INSULATING | PT002 |  |  | OIL | LITRES | 120 | LITRES |  | NO | data not found | [8 empty] | WHITE |  | N < 5 PPM | data not found | data not found
| 11396960 | 115KV BANK7 A PH TRANSFORMER WINDING | 2620 | Seven Sisters G.S. | 00105H-BPE-ACD-STS-S01-XFM | 115KV STN SERVICE TRANSFORMER |  |  |  | 124690 | ASEQ | 1 | SS 1 | [5 empty] | STANDARD |  |  |  | WINDING | 0 | STATION SERVICE 1 |  |  |  |  | 2620 |  |  |  | 11394744 | 115KV BANK7 A PHASE TRANSFORMER |  |  | WND |  |  |  | 54601 | 124690 | data not found
| 11394744 | 115KV BANK7 A PHASE TRANSFORMER | 2620 | Seven Sisters G.S. | 00105H-BPE-ACD-STS-S01-XFM | 115KV STN SERVICE TRANSFORMER | CANADIAN GENERAL ELECTRIC LTD | 132915 | WC | 122878 | INST | 1 | SS 1 | [5 empty] | STANDARD |  |  |  | TRANSFORMER | 0 | STATION SERVICE 1 |  |  |  |  | 2620 |  |  | 1931-01-01 |  |  |  |  | XFM |  |  |  | 54020 | 122878 | INSULATING | TRF002 |  |  | OIL | GALLONS IMP | 6137 | LITRES |  | NO | data not found | YES | TRANSFORMER, STATION SERVICE | TRANSFORMERS | YES | data not found |  |  |  | WHITE | PCB LEVEL VERIFIED |  | data not found | data not found
| 11396961 | 115KV BANK7 B PH TRANSFORMER WINDING | 2620 | Seven Sisters G.S. | 00105H-BPE-ACD-STS-S01-XFM | 115KV STN SERVICE TRANSFORMER |  |  |  | 124693 | ASEQ | 1 | SS 1 | [5 empty] | STANDARD |  |  |  | WINDING | 0 | STATION SERVICE 1 |  |  |  |  | 2620 |  |  |  | 11394745 | 115KV BANK7 B PHASE TRANSFORMER |  |  | WND |  |  |  | 54601 | 124693 | data not found
| 11394745 | 115KV BANK7 B PHASE TRANSFORMER | 2620 | Seven Sisters G.S. | 00105H-BPE-ACD-STS-S01-XFM | 115KV STN SERVICE TRANSFORMER | CANADIAN GENERAL ELECTRIC LTD | 132913 | WC | 122879 | INST | 1 | SS 1 | [5 empty] | STANDARD |  |  |  | TRANSFORMER | 0 | STATION SERVICE 1 |  |  |  |  | 2620 |  |  | 1931-01-01 |  |  |  |  | XFM |  |  |  | 54020 | 122879 | INSULATING | TRF002 |  |  | OIL | GALLONS IMP | 6137 | LITRES |  | NO | data not found | YES | TRANSFORMER, STATION SERVICE | TRANSFORMERS | YES | data not found |  |  |  | YELLOW | PCB LEVEL VERIFIED |  | data not found | data not found
| 11396962 | 115KV BANK7 C PH TRANSFORMER WINDING | 2620 | Seven Sisters G.S. | 00105H-BPE-ACD-STS-S01-XFM | 115KV STN SERVICE TRANSFORMER |  |  |  | 124696 | ASEQ | 1 | SS 1 | [5 empty] | STANDARD |  |  |  | WINDING | 0 | STATION SERVICE 1 |  |  |  |  | 2620 |  |  |  | 11394746 | 115KV BANK7 C PHASE TRANSFORMER |  |  | WND |  |  |  | 54601 | 124696 | data not found
| 11394746 | 115KV BANK7 C PHASE TRANSFORMER | 2620 | Seven Sisters G.S. | 00105H-BPE-ACD-STS-S01-XFM | 115KV STN SERVICE TRANSFORMER | CANADIAN GENERAL ELECTRIC LTD | 132914 | WC | 122880 | INST | 1 | SS 1 | [5 empty] | STANDARD |  |  |  | TRANSFORMER | 0 | STATION SERVICE 1 |  |  |  |  | 2620 |  |  | 1931-01-01 |  |  |  |  | XFM |  |  |  | 54020 | 122880 | INSULATING | TRF002 |  |  | OIL | GALLONS IMP | 6137 | LITRES |  | NO | data not found | YES | TRANSFORMER, STATION SERVICE | TRANSFORMERS | YES | data not found |  |  |  | YELLOW | PCB LEVEL VERIFIED |  | data not found | data not found
| 11394747 | 115KV C PH NORTH CVT | 2620 | Seven Sisters G.S. | 00105S-SWY-115K-BUSCOM-PTX | 115KV SWITCHYARD POTENTIAL TRANSFORMERS | TRENCH | T09166306 | TEMF 145 | 153230 | INST | 1 | [6 empty] | STANDARD |  |  |  | POTENTIAL TRANSFORMR | 0 | [5 empty] | 2620 | [7 empty] | PTX |  |  |  | 51652 | 153230 | INSULATING | PT001 |  |  | OIL | LITRES | 37.7 | LITRES |  | NO | data not found | [8 empty] | WHITE | PCB FREE AS PER NAMEPLATE | PCB FREE
| 11394748 | 115KV C PH SOUTH POTENTIAL TRANSFORMER | 2620 | Seven Sisters G.S. | 00105S-SWY-115K-BUSCOM-PTX | 115KV SWITCHYARD POTENTIAL TRANSFORMERS | CANADIAN GENERAL ELECTRIC LTD | 358214 | VC 115 | 122904 | INST | 1 | [6 empty] | STANDARD |  |  |  | POTENTIAL TRANSFORMR | 0 | [5 empty] | 2620 | [7 empty] | PTX |  |  |  | 51652 | 122904 | INSULATING | PT002 |  |  | OIL | LITRES | 120 | LITRES |  | NO | data not found | [8 empty] | YELLOW |  | 5 PPM < N < 50 PPM | data not found | data not found
| 11394755 | 115KV GSU T03 POWER TRANSFORMER | 2620 | Seven Sisters G.S. | 00105H-BPE-USY-U03-XFM | UNIT 3 TRANSFORMER | FEDERAL PIONEER ELECTRIC | 61-03-6A504 | ONWF | 048690 | INST | 1 | UNIT 3 | NERC | 1994 |  |  |  | STANDARD |  |  | CA | TRANSFORMER | 0 | UNIT 3 |  |  |  |  | 2620 |  |  | 1994-01-01 |  |  |  |  | XFM |  |  |  | 54601 | 048690 | INSULATING | TRF002 |  |  | OIL | GALLONS IMP | 21480 | LITRES |  | NO | data not found | YES | TRANSFORMER, GSU | TRANSFORMERS | NO | data not found |  |  |  | WHITE | PCB LEVEL VERIFIED |  | data not found | data not found
| 11394756 | 115KV GSU T04 POWER TRANSFORMER | 2620 | Seven Sisters G.S. | 00105H-BPE-USY-U04-XFM | UNIT 4 TRANSFORMER | PAUWELS CANADA | 97970709 | ONWF | 094320 | INST | 1 | UNIT 4 | NERC |  |  |  |  | STANDARD |  |  |  | TRANSFORMER | 0 | UNIT 4 |  |  |  |  | 2620 |  |  | 1998-01-01 |  |  |  |  | XFM |  |  |  | 54601 | 094320 | INSULATING | TRF002 |  |  | OIL | GALLONS IMP | 20917 | LITRES |  | NO | data not found | YES | TRANSFORMER, GSU | TRANSFORMERS | NO | data not found |  |  |  | WHITE | PCB LEVEL VERIFIED |  | data not found | data not found
| 11824462 | 115KV GSU T05 POWER TRANSFORMER | 2620 | Seven Sisters G.S. | 00105H-BPE-USY-U05-XFM | UNIT 5 TRANSFORMER | PTI TRANSFORMERS LP | RA19.0652 | GENERATOR STEP UP | NEW | INST | 1 | UNIT 5 |  | 2019 |  |  |  | STANDARD |  |  | CA | TRANSFORMER | 51120 | UNIT 5 |  |  |  |  | 2620 | [7 empty] | XFM | KG |  |  | 54601 | NEW |  |  |  |  | OIL | LITRES |  |  | MINERAL OIL |  | data not found | YES | TRANSFORMER, GSU | TRANSFORMERS
| 11394757 | 115KV GSU T05A POWER TRANSFORMER - OLD | 2620 | Seven Sisters G.S. |  |  | CANADIAN GENERAL ELECTRIC LTD | 224500 | ONW | 122859 | AVLB DLFL INAC | 1 | [6 empty] | STANDARD |  |  |  | TRANSFORMER | 0 | [5 empty] | 2620 |  |  | 1950-01-01 |  |  |  |  | XFM |  |  |  | 54601 | 122859 | INSULATING | TRF002 |  |  | OIL | GALLONS IMP | 9092 | LITRES |  | NO | data not found | YES | TRANSFORMER, GSU | TRANSFORMERS | YES | data not found |  |  |  | WHITE | PCB LEVEL VERIFIED |  | data not found | data not found
| 11394758 | 115KV GSU T05B POWER TRANSFORMER - OLD | 2620 | Seven Sisters G.S. |  |  | CANADIAN GENERAL ELECTRIC LTD | 224501 | ONW | 122860 | AVLB DLFL INAC | 1 | [6 empty] | STANDARD |  |  |  | TRANSFORMER | 0 | [5 empty] | 2620 |  |  | 1950-01-01 |  |  |  |  | XFM |  |  |  | 54601 | 122860 | INSULATING | TRF002 |  |  | OIL | GALLONS IMP | 9092 | LITRES |  | NO | data not found | YES | TRANSFORMER, GSU | TRANSFORMERS | YES | data not found |  |  |  | WHITE | PCB LEVEL VERIFIED |  | data not found | data not found
| 11394759 | 115KV GSU T05C POWER TRANSFORMER - OLD | 2620 | Seven Sisters G.S. |  |  | CANADIAN GENERAL ELECTRIC LTD | 224502 | ONW | 122861 | AVLB DLFL INAC | 1 | [6 empty] | STANDARD |  |  |  | TRANSFORMER | 0 | [5 empty] | 2620 |  |  | 1950-01-01 |  |  |  |  | XFM |  |  |  | 54601 | 122861 | INSULATING | TRF002 |  |  | OIL | GALLONS IMP | 9092 | LITRES |  | NO | data not found | YES | TRANSFORMER, GSU | TRANSFORMERS | YES | data not found |  |  |  | WHITE | PCB LEVEL VERIFIED |  | data not found | data not found
| 11794560 | 115KV GSU T06 POWER TRANSFORMER | 2620 | Seven Sisters G.S. | 00105H-BPE-USY-U06-XFM | UNIT 6 TRANSFORMER | PTI TRANSFORMERS LP | RA19.0653 | GENERATOR STEP UP | NEW | INST | 1 | UNIT 6 |  | 2019 |  |  |  | STANDARD |  |  | CA | TRANSFORMER | 51120 | UNIT 6 |  |  |  |  | 2620 | [7 empty] | XFM | KG |  |  | 54601 | NEW |  |  |  |  | OIL | LITRES |  |  | MINERAL OIL |  | data not found | YES | TRANSFORMER, GSU | TRANSFORMERS
| 11394749 | 115KV SG-12 CVT PT0201 | 2620 | Seven Sisters G.S. | 00105S-SWY-115K-L_SG12-PTX | LINE SG12 POTENTIAL TRANSFORMER | TRENCH ELECTRIC LTD. | 89779103 | TEM 115 | 040890 | INST | 1 | LINE SG12 | NERC |  |  |  |  | STANDARD |  |  |  | POTENTIAL TRANSFORMR | 0 | LINE SG12 |  |  |  |  | 2620 | [7 empty] | PTX |  |  |  | 51652 | 040890 | INSULATING | PT001 |  |  | OIL | LITRES | 30 | LITRES |  | NO | data not found | [8 empty] | WHITE | PCB FREE AS PER NAMEPLATE | PCB FREE
| 11394750 | 115KV SR-3 A PHASE CURRENT TRANSFORMER | 2620 | Seven Sisters G.S. | 00105S-SWY-115K-L__SW3-CTX | LINE SR3 CURRENT TRANSFORMER | ARTECHE | 842141/2 | CTG-123E | 123716 | INST | 1 | LINE SW3 | NERC | 1985 |  |  |  | STANDARD |  |  |  | CURRENT TRANSFORMER | 0 | LINE SW3 |  |  |  |  | 2620 | [7 empty] | CTX |  |  |  | 51650 | 123716 | INSULATING | CT001 |  |  | OIL | LITRES | 200 | LITRES | DIALA G OIL | NO | data not found
| 11394751 | 115KV SR-3 B PHASE CURRENT TRANSFORMER | 2620 | Seven Sisters G.S. | 00105S-SWY-115K-L__SW3-CTX | LINE SR3 CURRENT TRANSFORMER | ARTECHE | 842141/3 | CTG-123E | 123717 | INST | 1 | LINE SW3 | NERC | 1985 |  |  |  | STANDARD |  |  |  | CURRENT TRANSFORMER | 0 | LINE SW3 |  |  |  |  | 2620 | [7 empty] | CTX |  |  |  | 51650 | 123717 | INSULATING | CT001 |  |  | OIL | LITRES | 200 | LITRES | DIALA G OIL | NO | data not found
| 11394752 | 115KV SR-3 C PHASE CURRENT TRANSFORMER | 2620 | Seven Sisters G.S. | 00105S-SWY-115K-L__SW3-CTX | LINE SR3 CURRENT TRANSFORMER | ARTECHE | 842141/1 | CTG-123E | 123718 | INST | 1 | LINE SW3 | NERC | 1985 |  |  |  | STANDARD |  |  |  | CURRENT TRANSFORMER | 0 | LINE SW3 |  |  |  |  | 2620 | [7 empty] | CTX |  |  |  | 51650 | 123718 | INSULATING | CT001 |  |  | OIL | LITRES | 200 | LITRES | DIALA G OIL | NO | data not found
| 11396967 | 115KV SS T5A TRANSFORMER WINDING | 2620 | Seven Sisters G.S. | [5 empty] | 109963 | ASEQ INAC | 1 | [6 empty] | STANDARD |  |  |  | WINDING | 0 | [5 empty] | 2620 |  |  |  | 11394757 | 115KV GSU T05A POWER TRANSFORMER - OLD |  |  | WND |  |  |  | 54601 | 109963 | data not found
| 11396968 | 115KV SS T5B TRANSFORMER WINDING | 2620 | Seven Sisters G.S. | [5 empty] | 124623 | ASEQ DLFL INAC | 1 | [6 empty] | STANDARD |  |  |  | WINDING | 0 | [5 empty] | 2620 |  |  |  | 11394758 | 115KV GSU T05B POWER TRANSFORMER - OLD |  |  | WND |  |  |  | 54601 | 124623 | data not found
| 11396969 | 115KV SS T5C TRANSFORMER WINDING | 2620 | Seven Sisters G.S. | [5 empty] | 124626 | ASEQ DLFL INAC | 1 | [6 empty] | STANDARD |  |  |  | WINDING | 0 | [5 empty] | 2620 |  |  |  | 11394759 | 115KV GSU T05C POWER TRANSFORMER - OLD |  |  | WND |  |  |  | 54601 | 124626 | data not found
| 11394760 | 115KV SS T6A POWER TRANSFORMER | 2620 | Seven Sisters G.S. |  |  | CANADIAN GENERAL ELECTRIC LTD | 266682 | ONW | 122862 | AVLB DLFL INAC | 1 | [6 empty] | STANDARD |  |  |  | TRANSFORMER | 0 | [5 empty] | 2620 |  |  | 1952-01-01 |  |  |  |  | XFM |  |  |  | 54601 | 122862 | INSULATING | TRF002 |  |  | OIL | GALLONS IMP | 9092 | LITRES |  | NO | data not found | YES | TRANSFORMER, GSU | TRANSFORMERS | YES | data not found |  |  |  | WHITE | PCB LEVEL VERIFIED |  | data not found | data not found
| 11396970 | 115KV SS T6A TRANSFORMER WINDING | 2620 | Seven Sisters G.S. | [5 empty] | 109966 | AVLB DLFL INAC | 1 | [6 empty] | STANDARD |  |  |  | WINDING | 0 | [5 empty] | 2620 | [7 empty] | WND |  |  |  | 54601 | 109966 | data not found
| 11394761 | 115KV SS T6B POWER TRANSFORMER | 2620 | Seven Sisters G.S. |  |  | CANADIAN GENERAL ELECTRIC LTD | 266684 | ONW | 122863 | AVLB DLFL INAC | 1 | [6 empty] | STANDARD |  |  |  | TRANSFORMER | 0 | [5 empty] | 2620 |  |  | 1952-01-01 |  |  |  |  | XFM |  |  |  | 54601 | 122863 | INSULATING | TRF002 |  |  | OIL | GALLONS IMP | 9092 | LITRES |  | NO | data not found | YES | TRANSFORMER, GSU | TRANSFORMERS | YES | data not found |  |  |  | WHITE | PCB LEVEL VERIFIED |  | data not found | data not found
| 11396971 | 115KV SS T6B TRANSFORMER WINDING | 2620 | Seven Sisters G.S. | [5 empty] | 124667 | AVLB DLFL INAC | 1 | [6 empty] | STANDARD |  |  |  | WINDING | 0 | [5 empty] | 2620 | [7 empty] | WND |  |  |  | 54601 | 124667 | data not found
| 11394762 | 115KV SS T6C POWER TRANSFORMER | 2620 | Seven Sisters G.S. |  |  | CANADIAN GENERAL ELECTRIC LTD | 266683 | ONW | 122864 | AVLB DLFL INAC | 1 | [6 empty] | STANDARD |  |  |  | TRANSFORMER | 0 | [5 empty] | 2620 |  |  | 1952-01-01 |  |  |  |  | XFM |  |  |  | 54601 | 122864 | INSULATING | TRF002 |  |  | OIL | GALLONS IMP | 9092 | LITRES |  | NO | data not found | YES | TRANSFORMER, GSU | TRANSFORMERS | YES | data not found |  |  |  | WHITE | PCB LEVEL VERIFIED |  | data not found | data not found
| 11396972 | 115KV SS T6C TRANSFORMER WINDING | 2620 | Seven Sisters G.S. | [5 empty] | 124670 | AVLB DLFL INAC | 1 | [6 empty] | STANDARD |  |  |  | WINDING | 0 | [5 empty] | 2620 | [7 empty] | WND |  |  |  | 54601 | 124670 | data not found
| 11394763 | 115KV ST5 CVT PT0501 | 2620 | Seven Sisters G.S. |  |  | CANADIAN GENERAL ELECTRIC LTD | 9050115 | KA | 043845 | AVLB DLFL INAC | 1 |  | NERC |  |  |  |  | STANDARD |  |  |  | POTENTIAL TRANSFORMR | 0 | [5 empty] | 2620 | [7 empty] | PTX |  |  |  | 51652 | 043845 | INSULATING | PT001 |  |  | OIL | LITRES | 15 | LITRES |  | NO | data not found | [8 empty] | WHITE |  | UNKNOWN | data not found | data not found | RMS /LIMS DATA NOT AVAILABLE
| 11612836 | 115KV ST5 CVT PT0501 | 2620 | Seven Sisters G.S. | 00105S-SWY-115K-L__ST5-PTX | LINE ST5 POTENTIAL TRANSFORMER | TRENCH LIMITED | 5051715-001 | TEMF 123 | NEW | INST | 1 | LINE ST5 | NERC | 2015 |  |  |  | STANDARD |  |  | CA | POTENTIAL TRANSFORMR | 203 | LINE ST5 |  |  |  |  | 2620 | [7 empty] | PTX | KG |  |  | 51652 | NEW | INSULATING | PT001 |  |  | OIL | LITRES | 30 | LITRES | LUMINOL TRI TYPE 4 | NO | data not found | [8 empty] | WHITE
| 11394764 | 115KV SW-2 CVT PT0401 | 2620 | Seven Sisters G.S. | 00105S-SWY-115K-L__SW2-PTX | LINE SW2 POTENTIAL TRANSFORMER | TRENCH ELECTRIC LTD. | 89779102 | TEM 115 | 043770 | INST | 1 | LINE SW2 | NERC |  |  |  |  | STANDARD |  |  |  | POTENTIAL TRANSFORMR | 0 | LINE SW2 |  |  |  |  | 2620 | [7 empty] | PTX |  |  |  | 51652 | 043770 | INSULATING | PT001 |  |  | OIL | LITRES | 30 | LITRES |  | NO | data not found | [8 empty] | WHITE | PCB FREE AS PER NAMEPLATE | PCB FREE
| 11394766 | 115KV SW3/SR3 CVT PT0301 | 2620 | Seven Sisters G.S. | 00105S-SWY-115K-L__SW3-PTX | LINE SW3 POTENTIAL TRANSFORMER | TRENCH ELECTRIC LTD. | 89779101 | TEM 115 | 041694 | INST | 1 | LINE SW3 | NERC |  |  |  |  | STANDARD |  |  |  | POTENTIAL TRANSFORMR | 0 | LINE SW3 |  |  |  |  | 2620 | [7 empty] | PTX |  |  |  | 51652 | 041694 | INSULATING | PT001 |  |  | OIL | LITRES | 30 | LITRES |  | NO | data not found | [8 empty] | WHITE | PCB FREE AS PER NAMEPLATE | PCB FREE
| 11394765 | 115KV SW-4 POTENTIAL TRANSFORMER | 2620 | Seven Sisters G.S. | 00105S-SWY-115K-L__SW4-PTX | LINE SW4 POTENTIAL TRANSFORMER | CANADIAN GENERAL ELECTRIC LTD | 423416 | ES-115 | 044094 | INST | 1 | LINE SW4 | NERC |  |  |  |  | STANDARD |  |  |  | POTENTIAL TRANSFORMR | 0 | LINE SW4 |  |  |  |  | 2620 | [7 empty] | PTX |  |  |  | 51652 | 044094 | INSULATING | PT003 |  |  | OIL | GALLONS IMP | 223 | LITRES |  | NO | data not found | [8 empty] | WHITE | VERIFIED - TEST DATE/VALUE | N < 5 PPM | data not found | data not found |  | MAYBE LEACHED BY WAVERLEY
| 11819910 | 120/240V DIST CRITICAL SERVICE PANEL MTS | 2620 | Seven Sisters G.S. | 00105H-BPE-ACD-D01-PNL | 120/240V DISTRIBUTION PANEL | EATON |  |  |  | INST | 1 | [6 empty] | STANDARD |  |  |  | SWITCH | 0 | [5 empty] | 2620 | [7 empty] | SWI | [5 empty] | OTHER | SWITRF02 | SWI | TRF | AIR
| 11394767 | 120/240V DISTRIBUTION TRANSFORMER TINV-1 | 2620 | Seven Sisters G.S. | 00105H-BPE-ACD-D01-XFM | 120/240V DISTRIBUTION TRANSFORMER | BEMAG INC. | BSN100525-14A-1 | UC1025VST | 141909 | INST | 1 | [6 empty] | STANDARD |  |  |  | TRANSFORMER | 0 | [5 empty] | 2620 | [7 empty] | XFM |  |  |  | 54960 | 141909 | data not found
| 11394768 | 120/240V OUT BLDG AC DISTRIBUTION | 2620 | Seven Sisters G.S. | 00105H-BPE-ACD-D01-PNL | 120/240V DISTRIBUTION PANEL |  |  |  | 048642 | INST | 1 | [6 empty] | STANDARD |  |  |  | PANEL | 0 | [5 empty] | 2620 | [7 empty] | PNL |  |  |  | 52700 | 048642 | data not found
| 11394769 | 120/240V POWERHOUSE AC DISTRIBUTION | 2620 | Seven Sisters G.S. | 00105H-BPE-ACD-D01-PNL | 120/240V DISTRIBUTION PANEL |  |  |  | 048285 | INST | 1 | [6 empty] | STANDARD |  |  |  | PANEL | 0 | [5 empty] | 2620 | [7 empty] | PNL |  |  |  | 52700 | 048285 | data not found
| 11395065 | 19 HP DEWATERING PUMP #1 | 2620 | Seven Sisters G.S. | 00105H-BPU-TUR-WSD-DWT | GENERATION UNITS DEWATERING SYSTEM | FLYGT CANADA LIMITED | 9570010 | U2140.010-0045 | 087579 | INST | 1 | [6 empty] | STANDARD |  |  |  | PUMP | 0 | [5 empty] | 2620 | [7 empty] | PMP |  |  |  | 70200 | 087579 | LUBRICATION |  |  |  | OIL | LITRES | 2 | LITRES |  | YES | data not found
| 11395066 | 19 HP DEWATERING PUMP #2 | 2620 | Seven Sisters G.S. | 00105H-BPU-TUR-WSD-DWT | GENERATION UNITS DEWATERING SYSTEM | FLYGT CANADA LIMITED | 9760012 | 2140.010.0097 | 087582 | INST | 1 | [6 empty] | STANDARD |  |  |  | PUMP | 0 | [5 empty] | 2620 | [7 empty] | PMP |  |  |  | 70200 | 087582 | LUBRICATION |  |  |  | OIL | LITRES | 2 | LITRES |  | YES | data not found
| 11394772 | 2 PSI DELUGE COMPRESSED AIR SYSTEM | 2620 | Seven Sisters G.S. | 00105H-BPA-FPS-FWS-DST-DLG | FIRE WATER DELUGE SYSTEM | AUTOMATIC SPRINKLER COMPANY |  | B | 124979 | INST | 1 |  | FIRE |  |  |  |  | STANDARD |  |  |  | COMPRESSED AIR SYS | 0 | [5 empty] | 2620 | [7 empty] | CAS |  |  |  | 75100 | 124979 | data not found
| 11394773 | 2.3KV BANK 7 POTENTIAL TRANSFORMER | 2620 | Seven Sisters G.S. | 00105H-BPE-ACD-STS-S01-MTI | 2.3KV STN SERVICE METERING & INSTR | CANADIAN WESTINGHOUSE LTD | 137801 | 1356160 | 137801 | INST | 1 | SS 1 | NERC |  |  |  |  | STANDARD |  |  |  | POTENTIAL TRANSFORMR | 0 | STATION SERVICE 1 |  |  |  |  | 2620 | [7 empty] | PTX |  |  |  | 54950 | 137801 | data not found | PT002
| 11394774 | 2.3KV BANK 8 STATION SERVICE TRANSFORMER | 2620 | Seven Sisters G.S. | 00105H-BPE-ACD-PWC-PC2-XFM | SS2 POWER CENTER TRANSFORMER (BANK 8) | PIONEER ELECTRIC CO. | 77219 | ANV | 046224 | INST | 1 | [6 empty] | STANDARD |  |  |  | TRANSFORMER | 0 | [5 empty] | 2620 | [7 empty] | XFM |  |  |  | 54020 | 046224 | data not found
| 11394775 | 2.3KV BANK 9 STATION SERVICE TRANSFORMER | 2620 | Seven Sisters G.S. | 00105H-BPE-ACD-PWC-PC1-XFM | SS1 TRANSFORMER (BANK 9) | PIONEER ELECTRIC CO. | 77220 | ANV | 046236 | INST | 1 | [6 empty] | STANDARD |  |  |  | TRANSFORMER | 0 | [5 empty] | 2620 | [7 empty] | XFM |  |  |  | 54020 | 046236 | data not found
| 11394776 | 200 PSI COMPRESSED AIR DIST SYSTEM | 2620 | Seven Sisters G.S. | 00105H-BPA-SAS-SA2 | 200 PSI GOVERNOR AIR SYSTEM |  |  |  | 037878 | INST | 1 | [6 empty] | STANDARD |  |  |  | COMPRESSED AIR SYS | 0 | [5 empty] | 2620 | [7 empty] | CAS |  |  | 1-00105-D-05106 0001 | 75120 | 037878 | data not found
| 11395103 | 200 PSI GOV AIR COMPRESSOR #3 | 2620 | Seven Sisters G.S. | 00105H-BPA-SAS-SA2 | 200 PSI GOVERNOR AIR SYSTEM | CANADIAN INGERSOLL RAND | C18520 | 253 | 037722 | INST | 1 |  |  |  | 05-34-69 | COMPRESSOR AIR INGERSOLL RAND 253 |  | STANDARD |  |  |  | COMPRESSOR | 0 | [5 empty] | 2620 | [7 empty] | CMP |  |  |  | 75120 | 037722 | LUBRICATION | CMPREC01 | CMP | REC | OIL | LITRES | 5 | LITRES | SAE 30 OIL | NO | data not found
| 11395104 | 200 PSI GOV AIR COMPRESSOR #4 | 2620 | Seven Sisters G.S. | 00105H-BPA-SAS-SA2 | 200 PSI GOVERNOR AIR SYSTEM | CANADIAN INGERSOLL RAND | 30T336378 | 15T | 037872 | INST | 1 |  |  |  | 05-61-26 | COMPRESSOR AIR 200PSI INGERSOL RAND 15T |  | STANDARD |  |  |  | COMPRESSOR | 0 | [5 empty] | 2620 | [7 empty] | CMP |  |  |  | 75120 | 037872 | LUBRICATION | CMPREC01 | CMP | REC | OIL | LITRES | 5 | LITRES | IR T30 SELECT | NO | data not found
| 11794694 | 200 PSI GOV AIR RECEIVER #3 | 2620 | Seven Sisters G.S. | 00105H-BPU-TUR-GOV-SAS-TNK | GOVERNOR AIR SYSTEM PRESSURE VESSELS | REQ | 1315 OR 1458 |  | NEW | INST | 1 | [6 empty] | PSETPR |  |  |  | TANK | 0 | [5 empty] | 2620 | [7 empty] | TNK |  |  |  |  | NEW
| 11794692 | 200 PSI GOV AIR RECEIVER #4 | 2620 | Seven Sisters G.S. | 00105H-BPU-TUR-GOV-SAS-TNK | GOVERNOR AIR SYSTEM PRESSURE VESSELS | STEEL FABRICATING AND WELDING | 20581 |  | NEW | INST | 1 |  |  | 1949 |  |  |  | PSETPR |  |  |  | TANK | 0 | [5 empty] | 2620 | [7 empty] | TNK
| 11394777 | 208/120V DIST TRANSFORMER TLP2-11 | 2620 | Seven Sisters G.S. | 00105H-BPE-ACD-D02-XFM | 120/208V DISTRIBUTION TRANSFORMER | HAMMOND POWER SOLUTIONS |  | NMKO75PBC | 141910 | INST | 1 | [6 empty] | STANDARD |  |  |  | TRANSFORMER | 0 | [5 empty] | 2620 | [7 empty] | XFM |  |  |  | 54960 | 141910 | data not found
| 11396973 | 24VDC DIESEL FIRE PUMP BATTERY BANKS | 2620 | Seven Sisters G.S. | 00105H-BPA-FPS-FWS-PMP-DSL | DIESEL FIRE PUMPS | POW-R-SURGE |  | 708D-4000 | 043014 | ASEQ | 1 | [6 empty] | STANDARD |  |  |  | BATTERY | 0 | [5 empty] | 2620 |  |  |  | 11397133 | DIESEL FIRE WATER PUMP ENGINE |  |  | BAT |  |  |  | 55000 | 043014 | OTHER |  | DCD | BAT | BATT ACID | LITRES |  |  |  | YES | data not found | [15 empty] | E
| 11756631 | 250V BATTERY CHARGER CONTROLLER | 2620 | Seven Sisters G.S. | 00105H-BPE-DCD-D50 | 250VDC DISTRIBUTION SYSTEM | CORDEX | 18570314501637 |  | NEW | ASEQ | 1 | [6 empty] | ICSCSRM |  |  |  | CONTROLLER | 0 |  |  | CXC |  |  | 2620 |  |  |  | 11395288 | 250VDC STATION BATTERY BANK CHARGER |  |  | CNL | [32 empty] | GENERATION | MOES | CAT | LOW | HIGH TRUST | FIRMWARE | UNKNOWN | NO | NO | NO | YES | YES | ROUTABLE | NO | NO | OPERATIONS | 00105-G11 | 00105-11 | BUILDING | ELECTRONIC | VIEWER | BATTERY CHARGER ROOM | 2.04
| 11394780 | 250VDC BATTERY BANK A | 2620 | Seven Sisters G.S. | 00105H-BPE-DCD-D50-BK1 | 250VDC BATTERY BANK A | VARTA BATTERIES LTD. |  | 6 OPzS 420 | 145813 | INST | 1 |  | NERC |  |  |  |  | STANDARD |  |  |  | BATTERY | 0 | [5 empty] | 2620 |  |  | 2011-01-27 |  |  |  |  | BAT |  |  |  | 55310 | 145813 | OTHER | BATVLASC | BAT | VLA | BATT ACID | LITRES |  | LITRES |  | NO | data not found | YES | BATTERY, BANKS | BATTERY BANKS | NO | data not found | [10 empty] | E
| 11394781 | 250VDC BATTERY BANK B | 2620 | Seven Sisters G.S. | 00105H-BPE-DCD-D50-BK2 | 250VDC BATTERY BANK B | VARTA BATTERIES LTD. |  | 6 OPzS 420 | 141873 | INST | 1 |  | NERC |  |  |  |  | STANDARD |  |  |  | BATTERY | 0 | [5 empty] | 2620 |  |  | 2010-08-05 |  |  |  |  | BAT |  |  |  | 55310 | 141873 | OTHER | BATVLASC | BAT | VLA | BATT ACID | LITRES |  | LITRES |  | NO | data not found | YES | BATTERY, BANKS | BATTERY BANKS | NO | data not found | [10 empty] | E
| 11714398 | 250VDC BATTERY CHARGER A1 | 2620 | Seven Sisters G.S. | 00105H-BPE-DCD-D50 | 250VDC DISTRIBUTION SYSTEM | ARGUS TECHNOLOGIES | REQ | 018-570-20-061 | NEW | ASEQ | 1 |  | NERC |  |  |  |  | STANDARD |  |  |  | CHARGER | 0 | [5 empty] | 2620 |  |  |  | 11395288 | 250VDC STATION BATTERY BANK CHARGER |  |  | CHG |  |  |  | 55350 | NEW | data not found | PCSCHG02
| 11714399 | 250VDC BATTERY CHARGER A2 | 2620 | Seven Sisters G.S. | 00105H-BPE-DCD-D50 | 250VDC DISTRIBUTION SYSTEM | ARGUS TECHNOLOGIES | REQ | 018-570-20-061 | NEW | ASEQ | 1 |  | NERC |  |  |  |  | STANDARD |  |  |  | CHARGER | 0 | [5 empty] | 2620 |  |  |  | 11395288 | 250VDC STATION BATTERY BANK CHARGER |  |  | CHG |  |  |  | 55350 | NEW | data not found | PCSCHG02
| 11714400 | 250VDC BATTERY CHARGER B1 | 2620 | Seven Sisters G.S. | 00105H-BPE-DCD-D50 | 250VDC DISTRIBUTION SYSTEM | ARGUS TECHNOLOGIES | REQ | 018-570-20-061 | NEW | ASEQ | 1 |  | NERC |  |  |  |  | STANDARD |  |  |  | CHARGER | 0 | [5 empty] | 2620 |  |  |  | 11395288 | 250VDC STATION BATTERY BANK CHARGER |  |  | CHG |  |  |  | 55350 | NEW | data not found | PCSCHG02
| 11714401 | 250VDC BATTERY CHARGER B2 | 2620 | Seven Sisters G.S. | 00105H-BPE-DCD-D50 | 250VDC DISTRIBUTION SYSTEM | ARGUS TECHNOLOGIES | REQ | 018-570-20-061 | NEW | ASEQ | 1 |  | NERC |  |  |  |  | STANDARD |  |  |  | CHARGER | 0 | [5 empty] | 2620 |  |  |  | 11395288 | 250VDC STATION BATTERY BANK CHARGER |  |  | CHG |  |  |  | 55350 | NEW | data not found | PCSCHG02
| 11394778 | 250VDC CENTRAL DISTRIBUTION PANEL | 2620 | Seven Sisters G.S. | 00105H-BPE-DCD-D50 | 250VDC DISTRIBUTION SYSTEM |  |  |  | 145816 | INST | 1 | [6 empty] | STANDARD |  |  |  | PANEL | 0 | [5 empty] | 2620 | [7 empty] | PNL |  |  |  | 55390 | 145816 | data not found
| 11394779 | 250VDC DISTRIBUTION PANEL | 2620 | Seven Sisters G.S. | 00105H-BPE-DCD-D50 | 250VDC DISTRIBUTION SYSTEM |  |  |  | 048552 | INST | 1 | [6 empty] | STANDARD |  |  |  | PANEL | 0 | [5 empty] | 2620 | [7 empty] | PNL |  |  |  | 55390 | 048552 | data not found
| 11395288 | 250VDC STATION BATTERY BANK CHARGER | 2620 | Seven Sisters G.S. | 00105H-BPE-DCD-D50 | 250VDC DISTRIBUTION SYSTEM | ARGUS TECHNOLOGIES | N501650 | 018-570-20-061 | 141874 | INST | 1 |  | NERC |  |  |  |  | STANDARD |  |  |  | CHARGER | 0 | [5 empty] | 2620 | [7 empty] | CHG |  |  |  | 55350 | 141874 | data not found | PCSCHG02
| 11394782 | 29-G1 MANUAL DISCONNECT | 2620 | Seven Sisters G.S. | 00105H-BPE-USY-U01-DIS | UNIT 1 DISCONNECT | EASTERN POWER DEVICES LTD ITE |  | HPSI | 123085 | INST | 1 | UNIT 1 | [5 empty] | STANDARD |  |  |  | DISCONNECT | 0 | UNIT 1 |  |  |  |  | 2620 | [7 empty] | DIS |  |  |  | 52230 | 123085 | data not found |  |  |  | AIR
| 11394783 | 29-G2 MANUAL DISCONNECT | 2620 | Seven Sisters G.S. | 00105H-BPE-USY-U02-DIS | UNIT 2 DISCONNECT | EASTERN POWER DEVICES LTD ITE |  | HPSI | 123086 | INST | 1 | UNIT 2 | [5 empty] | STANDARD |  |  |  | DISCONNECT | 0 | UNIT 2 |  |  |  |  | 2620 | [7 empty] | DIS |  |  |  | 52230 | 123086 | data not found |  |  |  | AIR
| 11394784 | 29-G3 MANUAL DISCONNECT | 2620 | Seven Sisters G.S. | 00105H-BPE-USY-U03-DIS | UNIT 3 DISCONNECT | EASTERN POWER DEVICES LTD ITE | 80858 | HPSI | 121052 | INST | 1 | UNIT 3 | [5 empty] | STANDARD |  |  |  | DISCONNECT | 0 | UNIT 3 |  |  |  |  | 2620 | [7 empty] | DIS |  |  |  | 52230 | 121052 | data not found |  |  |  | AIR
| 11394785 | 29-G4 MANUAL DISCONNECT | 2620 | Seven Sisters G.S. | 00105H-BPE-USY-U04-DIS | UNIT 4 DISCONNECT | EMSPEC ELECTRO MECHANICAL SYS | 3030-02 X/Y/Z | SB813 | 162209 | INST | 1 | UNIT 4 | [5 empty] | STANDARD |  |  |  | DISCONNECT | 0 | UNIT 4 |  |  |  |  | 2620 | [7 empty] | DIS |  |  |  | 52230 | 162209 | data not found |  |  |  | AIR
| 11394786 | 29-G5 MANUAL DISCONNECT | 2620 | Seven Sisters G.S. | 00105H-BPE-USY-U05-DIS | UNIT 5 DISCONNECT | REQ | REQ | REQ | 153440 | INST | 1 | UNIT 5 | [5 empty] | STANDARD |  |  |  | DISCONNECT | 0 | UNIT 5 |  |  |  |  | 2620 | [7 empty] | DIS |  |  |  | 52230 | 153440 | data not found |  |  |  | AIR
| 11394787 | 29-G6 MANUAL DISCONNECT | 2620 | Seven Sisters G.S. | 00105H-BPE-USY-U06-DIS | UNIT 6 DISCONNECT | EASTERN POWER DEVICES LTD ITE | 36129 | HPSI | 123089 | INST | 1 | UNIT 6 | [5 empty] | STANDARD |  |  |  | DISCONNECT | 0 | UNIT 6 |  |  |  |  | 2620 | [7 empty] | DIS |  |  |  | 52230 | 123089 | data not found |  |  |  | AIR
| 11394788 | 29-GD1 MANUAL GROUND DISCONNECT | 2620 | Seven Sisters G.S. | 00105H-U01-GEN-NGX | UNIT 01 GENERATOR NEUTRAL GROUNDING XFM | EASTERN POWER DEVICES LTD ITE | 74362 | HPSI | 125143 | INST | 1 | UNIT 1 | [5 empty] | STANDARD |  |  |  | DISCONNECT | 0 | UNIT 1 |  |  |  |  | 2620 | [7 empty] | DIS |  |  |  | 52230 | 125143 | data not found |  |  |  | AIR
| 11394789 | 29-GD2 MANUAL GROUND DISCONNECT | 2620 | Seven Sisters G.S. | 00105H-U02-GEN-NGX | UNIT 02 GENERATOR NEUTRAL GROUNDING XFM | EASTERN POWER DEVICES LTD ITE | 74360 | HPSI | 125144 | INST | 1 | UNIT 2 | [5 empty] | STANDARD |  |  |  | DISCONNECT | 0 | UNIT 2 |  |  |  |  | 2620 | [7 empty] | DIS |  |  |  | 52230 | 125144 | data not found |  |  |  | AIR
| 11394790 | 29-GD3 MANUAL GROUND DISCONNECT | 2620 | Seven Sisters G.S. | 00105H-U03-GEN-NGX | UNIT 03 GENERATOR NEUTRAL GROUNDING XFM | EASTERN POWER DEVICES LTD ITE | 74361 | HPSI | 125145 | INST | 1 | UNIT 3 | [5 empty] | STANDARD |  |  |  | DISCONNECT | 0 | UNIT 3 |  |  |  |  | 2620 | [7 empty] | DIS |  |  |  | 52230 | 125145 | data not found |  |  |  | AIR
| 11394791 | 29-GD4 MANUAL GROUND DISCONNECT | 2620 | Seven Sisters G.S. | 00105H-U04-GEN-NGX | UNIT 04 GENERATOR NEUTRAL GROUNDING XFM | EASTERN POWER DEVICES LTD ITE | 18892 | HPSI | 125146 | INST | 1 | UNIT 4 | [5 empty] | STANDARD |  |  |  | DISCONNECT | 0 | UNIT 4 |  |  |  |  | 2620 | [7 empty] | DIS |  |  |  | 52230 | 125146 | data not found |  |  |  | AIR
| 11394792 | 29-GD5 MANUAL GROUND DISCONNECT | 2620 | Seven Sisters G.S. | 00105H-BPE-HU1-GEN-NGX | HOUSE UNIT 1 GEN NEUTRAL GROUND XFMR | REQ | REQ | REQ | 160653 | INST | 1 | HU 1 | [5 empty] | STANDARD |  |  |  | DISCONNECT | 0 | HOUSE UNIT 1 |  |  |  |  | 2620 | [7 empty] | DIS |  |  |  | 52230 | 160653 |  |  |  |  | AIR |  |  | LITRES
| 11394793 | 29-GD6 MANUAL GROUND DISCONNECT | 2620 | Seven Sisters G.S. | 00105H-U06-GEN-NGX | UNIT 06 GENERATOR NEUTRAL GROUNDING XFM | EASTERN POWER DEVICES LTD ITE | 34902 | HPSI | 125149 | INST | 1 | UNIT 6 | [5 empty] | STANDARD |  |  |  | DISCONNECT | 0 | UNIT 6 |  |  |  |  | 2620 | [7 empty] | DIS |  |  |  | 52230 | 125149 | data not found |  |  |  | AIR
| 11394794 | 29-SS102 MANUAL DISCONNECT | 2620 | Seven Sisters G.S. | 00105H-BPE-ACD-PWC-PC1-C2 | SS1 CELL 52-SS102 - OFF LOAD BUS TIE | UNELEC | 21332 02 S20/83 | CN2 | 046674 | INST | 1 | [6 empty] | STANDARD |  |  |  | DISCONNECT | 0 | [5 empty] | 2620 | [7 empty] | DIS |  |  |  | 52640 | 046674 | data not found |  |  |  | AIR
| 11668261 | 48VDC BATTERY BANK A | 2620 | Seven Sisters G.S. | 00105H-BPE-DCD-D48-BK3 | 48VDC BATTERY BANK A | BAE BATTERIES |  | 2V 6 OPzS 300 | NEW | INST | 1 | [6 empty] | STANDARD |  |  |  | BATTERY | 0 | [5 empty] | 2620 |  |  | 2019-03-07 |  |  |  |  | BAT |  |  |  | 55610 | NEW | OTHER | BATVLASC | BAT | VLA | BATT ACID | LITRES | 139.2 | LITRES | [18 empty] | E
| 11668262 | 48VDC BATTERY BANK B | 2620 | Seven Sisters G.S. | 00105H-BPE-DCD-D48-BK4 | 48VDC BATTERY BANK B | BAE BATTERIES |  | 2V 6 OPzS 300 | NEW | INST | 1 | [6 empty] | STANDARD |  |  |  | BATTERY | 0 | [5 empty] | 2620 |  |  | 2019-02-26 |  |  |  |  | BAT |  |  |  | 55610 | NEW | OTHER | BATVLASC | BAT | VLA | BATT ACID | LITRES | 139.2 | LITRES | [18 empty] | E
| 11394913 | 48VDC BATTERY CHARGER A | 2620 | Seven Sisters G.S. | 00105H-BPE-DCD-D48-BK3 | 48VDC BATTERY BANK A | ARGUS TECHNOLOGIES | 02874/1297 | RST 48/30 | 123863 | INST | 1 | [6 empty] | STANDARD |  |  |  | CHARGER | 0 | [5 empty] | 2620 | [7 empty] | CHG |  |  |  | 55650 | 123863 | data not found | PCSCHG01
| 11394912 | 48VDC BATTERY CHARGER B | 2620 | Seven Sisters G.S. | 00105H-BPE-DCD-D48-BK4 | 48VDC BATTERY BANK B | ARGUS TECHNOLOGIES | 02875/1297 | RST 48/30 | 123862 | INST | 1 | [6 empty] | STANDARD |  |  |  | CHARGER | 0 | [5 empty] | 2620 | [7 empty] | CHG |  |  |  | 55650 | 123862 | data not found | PCSCHG01
| 11394795 | 48VDC COMMUNICATION BATTERY BANK A | 2620 | Seven Sisters G.S. |  |  | VARTA BATTERIES LTD. |  | VB6159 | 138807 | AVLB DLFL INAC | 1 | [6 empty] | STANDARD |  |  |  | BATTERY | 0 | [5 empty] | 2620 | [7 empty] | BAT |  |  |  | 55610 | 138807 | OTHER | PCSBAT01 | DCD | BAT | BATT ACID | LITRES |  | LITRES |  |  | data not found | [15 empty] | E
| 11394796 | 48VDC COMMUNICATION BATTERY BANK B | 2620 | Seven Sisters G.S. |  |  | VARTA BATTERIES LTD. |  | VB6159 | 138808 | AVLB DLFL INAC | 1 | [6 empty] | STANDARD |  |  |  | BATTERY | 0 | [5 empty] | 2620 | [7 empty] | BAT |  |  |  | 55610 | 138808 | OTHER | PCSBAT01 | DCD | BAT | BATT ACID | LITRES |  | LITRES |  |  | data not found | [15 empty] | E
| 11394797 | 48VDC DISTRIBUTION PANEL | 2620 | Seven Sisters G.S. | 00105H-BPE-DCD-D48 | 48VDC DISTRIBUTION SYSTEM |  |  |  | 048576 | INST | 1 | [6 empty] | STANDARD |  |  |  | PANEL | 0 | [5 empty] | 2620 | [7 empty] | PNL |  |  |  | 55690 | 048576 | data not found
| 11396996 | 52-110 CURRENT XFM CT501 A PH | 2620 | Seven Sisters G.S. | 00105S-SWY-115K-L__ST5-CBK | LINE ST5 CIRCUIT BREAKER | ABB POWER T&D COMPANY INC | REQ | 940A902-01 | 156394 | ASEQ | 1 | LINE ST5 | NERC |  |  |  |  | STANDARD |  |  | US | CURRENT TRANSFORMER | 0 | LINE ST5 |  |  |  |  | 2620 |  |  |  | 11394798 | 115KV 52-110 ST5 ABB 145 PM40-20 SF6 CBK |  |  | CTX |  |  |  | 51651 | 156394 | INSULATING |  |  |  | DRY TYPE
| 11396997 | 52-110 CURRENT XFM CT501 B PH | 2620 | Seven Sisters G.S. | 00105S-SWY-115K-L__ST5-CBK | LINE ST5 CIRCUIT BREAKER | ABB POWER T&D COMPANY INC | REQ | 940A902-01 | 156395 | ASEQ | 1 | LINE ST5 | NERC |  |  |  |  | STANDARD |  |  | US | CURRENT TRANSFORMER | 0 | LINE ST5 |  |  |  |  | 2620 |  |  |  | 11394798 | 115KV 52-110 ST5 ABB 145 PM40-20 SF6 CBK |  |  | CTX |  |  |  | 51651 | 156395 | INSULATING |  |  |  | DRY TYPE
| 11396998 | 52-110 CURRENT XFM CT501 C PH | 2620 | Seven Sisters G.S. | 00105S-SWY-115K-L__ST5-CBK | LINE ST5 CIRCUIT BREAKER | ABB POWER T&D COMPANY INC | REQ | 940A902-01 | 156396 | ASEQ | 1 | LINE ST5 | NERC |  |  |  |  | STANDARD |  |  | US | CURRENT TRANSFORMER | 0 | LINE ST5 |  |  |  |  | 2620 |  |  |  | 11394798 | 115KV 52-110 ST5 ABB 145 PM40-20 SF6 CBK |  |  | CTX |  |  |  | 51651 | 156396 | INSULATING |  |  |  | DRY TYPE
| 11396999 | 52-110 CURRENT XFM CT502 A PH | 2620 | Seven Sisters G.S. | 00105S-SWY-115K-L__ST5-CBK | LINE ST5 CIRCUIT BREAKER | ABB POWER T&D COMPANY INC | REQ | 940A902-01 | 156397 | ASEQ | 1 | LINE ST5 | [5 empty] | STANDARD |  |  | US | CURRENT TRANSFORMER | 0 | LINE ST5 |  |  |  |  | 2620 |  |  |  | 11394798 | 115KV 52-110 ST5 ABB 145 PM40-20 SF6 CBK |  |  | CTX |  |  |  | 51651 | 156397 | INSULATING |  |  |  | DRY TYPE
| 11397000 | 52-110 CURRENT XFM CT502 B PH | 2620 | Seven Sisters G.S. | 00105S-SWY-115K-L__ST5-CBK | LINE ST5 CIRCUIT BREAKER | ABB POWER T&D COMPANY INC | REQ | 940A902-01 | 156398 | ASEQ | 1 | LINE ST5 | [5 empty] | STANDARD |  |  | US | CURRENT TRANSFORMER | 0 | LINE ST5 |  |  |  |  | 2620 |  |  |  | 11394798 | 115KV 52-110 ST5 ABB 145 PM40-20 SF6 CBK |  |  | CTX |  |  |  | 51651 | 156398 | INSULATING |  |  |  | DRY TYPE
| 11397001 | 52-110 CURRENT XFM CT502 C PH | 2620 | Seven Sisters G.S. | 00105S-SWY-115K-L__ST5-CBK | LINE ST5 CIRCUIT BREAKER | ABB POWER T&D COMPANY INC | REQ | 940A902-01 | 156399 | ASEQ | 1 | LINE ST5 | [5 empty] | STANDARD |  |  | US | CURRENT TRANSFORMER | 0 | LINE ST5 |  |  |  |  | 2620 |  |  |  | 11394798 | 115KV 52-110 ST5 ABB 145 PM40-20 SF6 CBK |  |  | CTX |  |  |  | 51651 | 156399 | INSULATING |  |  |  | DRY TYPE
| 11397002 | 52-117 CURRENT XFM CT601 A PH | 2620 | Seven Sisters G.S. | 00105S-SWY-115K-L__ST6-CBK | LINE ST6 CIRCUIT BREAKER | ABB POWER T&D COMPANY INC | REQ | 940A902-01 | 156400 | ASEQ | 1 | LINE ST6 | NERC |  |  |  |  | STANDARD |  |  | US | CURRENT TRANSFORMER | 0 | LINE ST6 |  |  |  |  | 2620 |  |  |  | 11394799 | 115KV 52-117 ST6 ABB 145 PM40-20 SF6 CBK |  |  | CTX |  |  |  | 51651 | 156400 | INSULATING |  |  |  | DRY TYPE
| 11397003 | 52-117 CURRENT XFM CT601 B PH | 2620 | Seven Sisters G.S. | 00105S-SWY-115K-L__ST6-CBK | LINE ST6 CIRCUIT BREAKER | ABB POWER T&D COMPANY INC | REQ | 940A902-01 | 156401 | ASEQ | 1 | LINE ST6 | NERC |  |  |  |  | STANDARD |  |  | US | CURRENT TRANSFORMER | 0 | LINE ST6 |  |  |  |  | 2620 |  |  |  | 11394799 | 115KV 52-117 ST6 ABB 145 PM40-20 SF6 CBK |  |  | CTX |  |  |  | 51651 | 156401 | INSULATING |  |  |  | DRY TYPE
| 11397004 | 52-117 CURRENT XFM CT601 C PH | 2620 | Seven Sisters G.S. | 00105S-SWY-115K-L__ST6-CBK | LINE ST6 CIRCUIT BREAKER | ABB POWER T&D COMPANY INC | REQ | 940A902-01 | 156402 | ASEQ | 1 | LINE ST6 | NERC |  |  |  |  | STANDARD |  |  | US | CURRENT TRANSFORMER | 0 | LINE ST6 |  |  |  |  | 2620 |  |  |  | 11394799 | 115KV 52-117 ST6 ABB 145 PM40-20 SF6 CBK |  |  | CTX |  |  |  | 51651 | 156402 | INSULATING |  |  |  | DRY TYPE
| 11397005 | 52-117 CURRENT XFM CT602 A PH | 2620 | Seven Sisters G.S. | 00105S-SWY-115K-L__ST6-CBK | LINE ST6 CIRCUIT BREAKER | ABB POWER T&D COMPANY INC | REQ | 940A902-01 | 156403 | ASEQ | 1 | LINE ST6 | [5 empty] | STANDARD |  |  | US | CURRENT TRANSFORMER | 0 | LINE ST6 |  |  |  |  | 2620 |  |  |  | 11394799 | 115KV 52-117 ST6 ABB 145 PM40-20 SF6 CBK |  |  | CTX |  |  |  | 51651 | 156403 | INSULATING |  |  |  | DRY TYPE
| 11397006 | 52-117 CURRENT XFM CT602 B PH | 2620 | Seven Sisters G.S. | 00105S-SWY-115K-L__ST6-CBK | LINE ST6 CIRCUIT BREAKER | ABB POWER T&D COMPANY INC | REQ | 940A902-01 | 156404 | ASEQ | 1 | LINE ST6 | [5 empty] | STANDARD |  |  | US | CURRENT TRANSFORMER | 0 | LINE ST6 |  |  |  |  | 2620 |  |  |  | 11394799 | 115KV 52-117 ST6 ABB 145 PM40-20 SF6 CBK |  |  | CTX |  |  |  | 51651 | 156404 | INSULATING |  |  |  | DRY TYPE
| 11397007 | 52-117 CURRENT XFM CT602 C PH | 2620 | Seven Sisters G.S. | 00105S-SWY-115K-L__ST6-CBK | LINE ST6 CIRCUIT BREAKER | ABB POWER T&D COMPANY INC | REQ | 940A902-01 | 156405 | ASEQ | 1 | LINE ST6 | [5 empty] | STANDARD |  |  | US | CURRENT TRANSFORMER | 0 | LINE ST6 |  |  |  |  | 2620 |  |  |  | 11394799 | 115KV 52-117 ST6 ABB 145 PM40-20 SF6 CBK |  |  | CTX |  |  |  | 51651 | 156405 | INSULATING |  |  |  | DRY TYPE
| 11397008 | 52-122 CURRENT XFM CT603 A PH | 2620 | Seven Sisters G.S. | 00105H-BPE-USY-U04-CBK | UNIT 4 CIRCUIT BREAKER | ABB POWER T&D COMPANY INC | REQ | 940A902-01 | 156409 | ASEQ | 1 | UNIT 4 | NERC |  |  |  |  | STANDARD |  |  | US | CURRENT TRANSFORMER | 0 | UNIT 4 |  |  |  |  | 2620 |  |  |  | 11394800 | 115KV 52-122 4BP ABB 145 PM40-20 SF6 CBK |  |  | CTX |  |  |  | 51651 | 156409 | INSULATING | PCSCT04 |  |  | DRY TYPE
| 11397009 | 52-122 CURRENT XFM CT603 B PH | 2620 | Seven Sisters G.S. | 00105H-BPE-USY-U04-CBK | UNIT 4 CIRCUIT BREAKER | ABB POWER T&D COMPANY INC | REQ | 940A902-01 | 156410 | ASEQ | 1 | UNIT 4 | NERC |  |  |  |  | STANDARD |  |  | US | CURRENT TRANSFORMER | 0 | UNIT 4 |  |  |  |  | 2620 |  |  |  | 11394800 | 115KV 52-122 4BP ABB 145 PM40-20 SF6 CBK |  |  | CTX |  |  |  | 51651 | 156410 | INSULATING | PCSCT04 |  |  | DRY TYPE
| 11397010 | 52-122 CURRENT XFM CT603 C PH | 2620 | Seven Sisters G.S. | 00105H-BPE-USY-U04-CBK | UNIT 4 CIRCUIT BREAKER | ABB POWER T&D COMPANY INC | REQ | 940A902-01 | 156411 | ASEQ | 1 | UNIT 4 | NERC |  |  |  |  | STANDARD |  |  | US | CURRENT TRANSFORMER | 0 | UNIT 4 |  |  |  |  | 2620 |  |  |  | 11394800 | 115KV 52-122 4BP ABB 145 PM40-20 SF6 CBK |  |  | CTX |  |  |  | 51651 | 156411 | INSULATING | PCSCT04 |  |  | DRY TYPE
| 11397011 | 52-122 CURRENT XFM CT604 A PH | 2620 | Seven Sisters G.S. | 00105H-BPE-USY-U04-CBK | UNIT 4 CIRCUIT BREAKER | ABB POWER T&D COMPANY INC | REQ | 940A902-01 | 156406 | ASEQ | 1 | UNIT 4 | NERC |  |  |  |  | STANDARD |  |  | US | CURRENT TRANSFORMER | 0 | UNIT 4 |  |  |  |  | 2620 |  |  |  | 11394800 | 115KV 52-122 4BP ABB 145 PM40-20 SF6 CBK |  |  | CTX |  |  |  | 51651 | 156406 | INSULATING | PCSCT04 |  |  | DRY TYPE
| 11397012 | 52-122 CURRENT XFM CT604 B PH | 2620 | Seven Sisters G.S. | 00105H-BPE-USY-U04-CBK | UNIT 4 CIRCUIT BREAKER | ABB POWER T&D COMPANY INC | REQ | 940A902-01 | 156407 | ASEQ | 1 | UNIT 4 | NERC |  |  |  |  | STANDARD |  |  | US | CURRENT TRANSFORMER | 0 | UNIT 4 |  |  |  |  | 2620 |  |  |  | 11394800 | 115KV 52-122 4BP ABB 145 PM40-20 SF6 CBK |  |  | CTX |  |  |  | 51651 | 156407 | INSULATING | PCSCT04 |  |  | DRY TYPE
| 11397013 | 52-122 CURRENT XFM CT604 C PH | 2620 | Seven Sisters G.S. | 00105H-BPE-USY-U04-CBK | UNIT 4 CIRCUIT BREAKER | ABB POWER T&D COMPANY INC | REQ | 940A902-01 | 156408 | ASEQ | 1 | UNIT 4 | NERC |  |  |  |  | STANDARD |  |  | US | CURRENT TRANSFORMER | 0 | UNIT 4 |  |  |  |  | 2620 |  |  |  | 11394800 | 115KV 52-122 4BP ABB 145 PM40-20 SF6 CBK |  |  | CTX |  |  |  | 51651 | 156408 | INSULATING | PCSCT04 |  |  | DRY TYPE
| 11397066 | 52-129 CURRENT XFM CT410 A PH | 2620 | Seven Sisters G.S. | 00105H-BPE-USY-U04-CBK | UNIT 4 CIRCUIT BREAKER | ABB POWER T&D COMPANY INC | REQ | 940A902-01 | 156303 | ASEQ | 1 | UNIT 4 | [5 empty] | STANDARD |  |  | US | CURRENT TRANSFORMER | 0 | UNIT 4 |  |  |  |  | 2620 |  |  |  | 11394801 | 115KV 52-129 U4 ABB 145 PM40-20 SF6 CBK |  |  | CTX |  |  |  | 51651 | 156303 | INSULATING | PCSCT04 |  |  | DRY TYPE
| 11397067 | 52-129 CURRENT XFM CT410 B PH | 2620 | Seven Sisters G.S. | 00105H-BPE-USY-U04-CBK | UNIT 4 CIRCUIT BREAKER | ABB POWER T&D COMPANY INC | REQ | 940A902-01 | 156304 | ASEQ | 1 | UNIT 4 | [5 empty] | STANDARD |  |  | US | CURRENT TRANSFORMER | 0 | UNIT 4 |  |  |  |  | 2620 |  |  |  | 11394801 | 115KV 52-129 U4 ABB 145 PM40-20 SF6 CBK |  |  | CTX |  |  |  | 51651 | 156304 | INSULATING | PCSCT04 |  |  | DRY TYPE
| 11397068 | 52-129 CURRENT XFM CT410 C PH | 2620 | Seven Sisters G.S. | 00105H-BPE-USY-U04-CBK | UNIT 4 CIRCUIT BREAKER | ABB POWER T&D COMPANY INC | REQ | 940A902-01 | 156305 | ASEQ | 1 | UNIT 4 | [5 empty] | STANDARD |  |  | US | CURRENT TRANSFORMER | 0 | UNIT 4 |  |  |  |  | 2620 |  |  |  | 11394801 | 115KV 52-129 U4 ABB 145 PM40-20 SF6 CBK |  |  | CTX |  |  |  | 51651 | 156305 | INSULATING | PCSCT04 |  |  | DRY TYPE
| 11397069 | 52-129 CURRENT XFM CT411 A PH | 2620 | Seven Sisters G.S. | 00105H-BPE-USY-U04-CBK | UNIT 4 CIRCUIT BREAKER | ABB POWER T&D COMPANY INC | REQ | 940A902-01 | 156306 | ASEQ | 1 | UNIT 4 | NERC |  |  |  |  | STANDARD |  |  | US | CURRENT TRANSFORMER | 0 | UNIT 4 |  |  |  |  | 2620 |  |  |  | 11394801 | 115KV 52-129 U4 ABB 145 PM40-20 SF6 CBK |  |  | CTX |  |  |  | 51651 | 156306 | INSULATING | PCSCT04 |  |  | DRY TYPE
| 11397070 | 52-129 CURRENT XFM CT411 B PH | 2620 | Seven Sisters G.S. | 00105H-BPE-USY-U04-CBK | UNIT 4 CIRCUIT BREAKER | ABB POWER T&D COMPANY INC | REQ | 940A902-01 | 156307 | ASEQ | 1 | UNIT 4 | NERC |  |  |  |  | STANDARD |  |  | US | CURRENT TRANSFORMER | 0 | UNIT 4 |  |  |  |  | 2620 |  |  |  | 11394801 | 115KV 52-129 U4 ABB 145 PM40-20 SF6 CBK |  |  | CTX |  |  |  | 51651 | 156307 | INSULATING | PCSCT04 |  |  | DRY TYPE
| 11397071 | 52-129 CURRENT XFM CT411 C PH | 2620 | Seven Sisters G.S. | 00105H-BPE-USY-U04-CBK | UNIT 4 CIRCUIT BREAKER | ABB POWER T&D COMPANY INC | REQ | 940A902-01 | 156308 | ASEQ | 1 | UNIT 4 | NERC |  |  |  |  | STANDARD |  |  | US | CURRENT TRANSFORMER | 0 | UNIT 4 |  |  |  |  | 2620 |  |  |  | 11394801 | 115KV 52-129 U4 ABB 145 PM40-20 SF6 CBK |  |  | CTX |  |  |  | 51651 | 156308 | INSULATING | PCSCT04 |  |  | DRY TYPE
| 11397042 | 52-134 CURRENT XFM CT1101 A PH | 2620 | Seven Sisters G.S. | 00105S-SWY-115K-BUSCOM-CBK | 115KV SWITCHYARD CIRCUIT BREAKERS | ABB POWER T&D COMPANY INC | REQ | 940A902-01 | 156388 | ASEQ | 1 |  | NERC |  |  |  |  | STANDARD |  |  | US | CURRENT TRANSFORMER | 0 | [5 empty] | 2620 |  |  |  | 11394802 | 115KV 52-134 ABB 145 PM40-20 SF6 BREAKER |  |  | CTX |  |  |  | 51651 | 156388 | INSULATING |  |  |  | DRY TYPE
| 11397043 | 52-134 CURRENT XFM CT1101 B PH | 2620 | Seven Sisters G.S. | 00105S-SWY-115K-BUSCOM-CBK | 115KV SWITCHYARD CIRCUIT BREAKERS | ABB POWER T&D COMPANY INC | REQ | 940A902-01 | 156389 | ASEQ | 1 |  | NERC |  |  |  |  | STANDARD |  |  | US | CURRENT TRANSFORMER | 0 | [5 empty] | 2620 |  |  |  | 11394802 | 115KV 52-134 ABB 145 PM40-20 SF6 BREAKER |  |  | CTX |  |  |  | 51651 | 156389 | INSULATING |  |  |  | DRY TYPE
| 11397044 | 52-134 CURRENT XFM CT1101 C PH | 2620 | Seven Sisters G.S. | 00105S-SWY-115K-BUSCOM-CBK | 115KV SWITCHYARD CIRCUIT BREAKERS | ABB POWER T&D COMPANY INC | REQ | 940A902-01 | 156390 | ASEQ | 1 |  | NERC |  |  |  |  | STANDARD |  |  | US | CURRENT TRANSFORMER | 0 | [5 empty] | 2620 |  |  |  | 11394802 | 115KV 52-134 ABB 145 PM40-20 SF6 BREAKER |  |  | CTX |  |  |  | 51651 | 156390 | INSULATING |  |  |  | DRY TYPE
| 11397045 | 52-134 CURRENT XFM CT1102 A PH | 2620 | Seven Sisters G.S. | 00105S-SWY-115K-BUSCOM-CBK | 115KV SWITCHYARD CIRCUIT BREAKERS | ABB POWER T&D COMPANY INC | REQ | 940A902-01 | 156391 | ASEQ | 1 | [6 empty] | STANDARD |  |  | US | CURRENT TRANSFORMER | 0 | [5 empty] | 2620 |  |  |  | 11394802 | 115KV 52-134 ABB 145 PM40-20 SF6 BREAKER |  |  | CTX |  |  |  | 51651 | 156391 | INSULATING |  |  |  | DRY TYPE
| 11397046 | 52-134 CURRENT XFM CT1102 B PH | 2620 | Seven Sisters G.S. | 00105S-SWY-115K-BUSCOM-CBK | 115KV SWITCHYARD CIRCUIT BREAKERS | ABB POWER T&D COMPANY INC | REQ | 940A902-01 | 156392 | ASEQ | 1 | [6 empty] | STANDARD |  |  | US | CURRENT TRANSFORMER | 0 | [5 empty] | 2620 |  |  |  | 11394802 | 115KV 52-134 ABB 145 PM40-20 SF6 BREAKER |  |  | CTX |  |  |  | 51651 | 156392 | INSULATING |  |  |  | DRY TYPE
| 11397047 | 52-134 CURRENT XFM CT1102 C PH | 2620 | Seven Sisters G.S. | 00105S-SWY-115K-BUSCOM-CBK | 115KV SWITCHYARD CIRCUIT BREAKERS | ABB POWER T&D COMPANY INC | REQ | 940A902-01 | 156393 | ASEQ | 1 | [6 empty] | STANDARD |  |  | US | CURRENT TRANSFORMER | 0 | [5 empty] | 2620 |  |  |  | 11394802 | 115KV 52-134 ABB 145 PM40-20 SF6 BREAKER |  |  | CTX |  |  |  | 51651 | 156393 | INSULATING |  |  |  | DRY TYPE
| 11397014 | 52-156 CURRENT XFM CT701 A PH | 2620 | Seven Sisters G.S. | 00105S-SWY-115K-L__SW1-CBK | LINE SW1 CIRCUIT BREAKER | ABB POWER T&D COMPANY INC | REQ | 940A902-01 | 156412 | ASEQ | 1 | LINE SW1 | NERC |  |  |  |  | STANDARD |  |  | US | CURRENT TRANSFORMER | 0 | LINE SW1 |  |  |  |  | 2620 |  |  |  | 11394803 | 115KV 52-156 SW1 ABB 145 PM40-20 SF6 CBK |  |  | CTX |  |  |  | 51651 | 156412 | INSULATING |  |  |  | DRY TYPE
| 11397015 | 52-156 CURRENT XFM CT701 B PH | 2620 | Seven Sisters G.S. | 00105S-SWY-115K-L__SW1-CBK | LINE SW1 CIRCUIT BREAKER | ABB POWER T&D COMPANY INC | REQ | 940A902-01 | 156413 | ASEQ | 1 | LINE SW1 | NERC |  |  |  |  | STANDARD |  |  | US | CURRENT TRANSFORMER | 0 | LINE SW1 |  |  |  |  | 2620 |  |  |  | 11394803 | 115KV 52-156 SW1 ABB 145 PM40-20 SF6 CBK |  |  | CTX |  |  |  | 51651 | 156413 | INSULATING |  |  |  | DRY TYPE
| 11397016 | 52-156 CURRENT XFM CT701 C PH | 2620 | Seven Sisters G.S. | 00105S-SWY-115K-L__SW1-CBK | LINE SW1 CIRCUIT BREAKER | ABB POWER T&D COMPANY INC | REQ | 940A902-01 | 156414 | ASEQ | 1 | LINE SW1 | NERC |  |  |  |  | STANDARD |  |  | US | CURRENT TRANSFORMER | 0 | LINE SW1 |  |  |  |  | 2620 |  |  |  | 11394803 | 115KV 52-156 SW1 ABB 145 PM40-20 SF6 CBK |  |  | CTX |  |  |  | 51651 | 156414 | INSULATING |  |  |  | DRY TYPE
| 11397017 | 52-156 CURRENT XFM CT702 A PH | 2620 | Seven Sisters G.S. | 00105S-SWY-115K-L__SW1-CBK | LINE SW1 CIRCUIT BREAKER | ABB POWER T&D COMPANY INC | REQ | 940A902-01 | 156415 | ASEQ | 1 | LINE SW1 | [5 empty] | STANDARD |  |  | US | CURRENT TRANSFORMER | 0 | LINE SW1 |  |  |  |  | 2620 |  |  |  | 11394803 | 115KV 52-156 SW1 ABB 145 PM40-20 SF6 CBK |  |  | CTX |  |  |  | 51651 | 156415 | INSULATING |  |  |  | DRY TYPE
| 11397018 | 52-156 CURRENT XFM CT702 B PH | 2620 | Seven Sisters G.S. | 00105S-SWY-115K-L__SW1-CBK | LINE SW1 CIRCUIT BREAKER | ABB POWER T&D COMPANY INC | REQ | 940A902-01 | 156416 | ASEQ | 1 | LINE SW1 | [5 empty] | STANDARD |  |  | US | CURRENT TRANSFORMER | 0 | LINE SW1 |  |  |  |  | 2620 |  |  |  | 11394803 | 115KV 52-156 SW1 ABB 145 PM40-20 SF6 CBK |  |  | CTX |  |  |  | 51651 | 156416 | INSULATING |  |  |  | DRY TYPE
| 11397019 | 52-156 CURRENT XFM CT702 C PH | 2620 | Seven Sisters G.S. | 00105S-SWY-115K-L__SW1-CBK | LINE SW1 CIRCUIT BREAKER | ABB POWER T&D COMPANY INC | REQ | 940A902-01 | 156417 | ASEQ | 1 | LINE SW1 | [5 empty] | STANDARD |  |  | US | CURRENT TRANSFORMER | 0 | LINE SW1 |  |  |  |  | 2620 |  |  |  | 11394803 | 115KV 52-156 SW1 ABB 145 PM40-20 SF6 CBK |  |  | CTX |  |  |  | 51651 | 156417 | INSULATING |  |  |  | DRY TYPE
| 11397020 | 52-161 CURRENT XFM CT703 A PH | 2620 | Seven Sisters G.S. | 00105H-BPE-USY-U05-CBK | UNIT 5 CIRCUIT BREAKER | ABB POWER T&D COMPANY INC | REQ | 940A902-01 | 156421 | ASEQ | 1 | UNIT 5 | NERC |  |  |  |  | STANDARD |  |  | US | CURRENT TRANSFORMER | 0 | UNIT 5 |  |  |  |  | 2620 |  |  |  | 11394804 | 115KV 52-161 5BP ABB 145 PM40-20 SF6 CBK |  |  | CTX |  |  |  | 51651 | 156421 | INSULATING | PCSCT04 |  |  | DRY TYPE
| 11397021 | 52-161 CURRENT XFM CT703 B PH | 2620 | Seven Sisters G.S. | 00105H-BPE-USY-U05-CBK | UNIT 5 CIRCUIT BREAKER | ABB POWER T&D COMPANY INC | REQ | 940A902-01 | 156422 | ASEQ | 1 | UNIT 5 | NERC |  |  |  |  | STANDARD |  |  | US | CURRENT TRANSFORMER | 0 | UNIT 5 |  |  |  |  | 2620 |  |  |  | 11394804 | 115KV 52-161 5BP ABB 145 PM40-20 SF6 CBK |  |  | CTX |  |  |  | 51651 | 156422 | INSULATING | PCSCT04 |  |  | DRY TYPE
| 11397022 | 52-161 CURRENT XFM CT703 C PH | 2620 | Seven Sisters G.S. | 00105H-BPE-USY-U05-CBK | UNIT 5 CIRCUIT BREAKER | ABB POWER T&D COMPANY INC | REQ | 940A902-01 | 156423 | ASEQ | 1 | UNIT 5 | NERC |  |  |  |  | STANDARD |  |  | US | CURRENT TRANSFORMER | 0 | UNIT 5 |  |  |  |  | 2620 |  |  |  | 11394804 | 115KV 52-161 5BP ABB 145 PM40-20 SF6 CBK |  |  | CTX |  |  |  | 51651 | 156423 | INSULATING | PCSCT04 |  |  | DRY TYPE
| 11397023 | 52-161 CURRENT XFM CT704 A PH | 2620 | Seven Sisters G.S. | 00105H-BPE-USY-U05-CBK | UNIT 5 CIRCUIT BREAKER | ABB POWER T&D COMPANY INC | REQ | 940A902-01 | 156418 | ASEQ | 1 | UNIT 5 | NERC |  |  |  |  | STANDARD |  |  | US | CURRENT TRANSFORMER | 0 | UNIT 5 |  |  |  |  | 2620 |  |  |  | 11394804 | 115KV 52-161 5BP ABB 145 PM40-20 SF6 CBK |  |  | CTX |  |  |  | 51651 | 156418 | INSULATING | PCSCT04 |  |  | DRY TYPE
| 11397024 | 52-161 CURRENT XFM CT704 B PH | 2620 | Seven Sisters G.S. | 00105H-BPE-USY-U05-CBK | UNIT 5 CIRCUIT BREAKER | ABB POWER T&D COMPANY INC | REQ | 940A902-01 | 156419 | ASEQ | 1 | UNIT 5 | NERC |  |  |  |  | STANDARD |  |  | US | CURRENT TRANSFORMER | 0 | UNIT 5 |  |  |  |  | 2620 |  |  |  | 11394804 | 115KV 52-161 5BP ABB 145 PM40-20 SF6 CBK |  |  | CTX |  |  |  | 51651 | 156419 | INSULATING | PCSCT04 |  |  | DRY TYPE
| 11397025 | 52-161 CURRENT XFM CT704 C PH | 2620 | Seven Sisters G.S. | 00105H-BPE-USY-U05-CBK | UNIT 5 CIRCUIT BREAKER | ABB POWER T&D COMPANY INC | REQ | 940A902-01 | 156420 | ASEQ | 1 | UNIT 5 | NERC |  |  |  |  | STANDARD |  |  | US | CURRENT TRANSFORMER | 0 | UNIT 5 |  |  |  |  | 2620 |  |  |  | 11394804 | 115KV 52-161 5BP ABB 145 PM40-20 SF6 CBK |  |  | CTX |  |  |  | 51651 | 156420 | INSULATING | PCSCT04 |  |  | DRY TYPE
| 11397072 | 52-168 CURRENT XFM CT509 A PH | 2620 | Seven Sisters G.S. | 00105H-BPE-USY-U05-CBK | UNIT 5 CIRCUIT BREAKER | ABB POWER T&D COMPANY INC | REQ | 940A902-01 | 156333 | ASEQ | 1 | UNIT 5 | [5 empty] | STANDARD |  |  | US | CURRENT TRANSFORMER | 0 | UNIT 5 |  |  |  |  | 2620 |  |  |  | 11394805 | 115KV 52-168 U5 ABB 145 PM40-20 SF6 CBK |  |  | CTX |  |  |  | 51651 | 156333 | INSULATING | PCSCT04 |  |  | DRY TYPE
| 11397073 | 52-168 CURRENT XFM CT509 B PH | 2620 | Seven Sisters G.S. | 00105H-BPE-USY-U05-CBK | UNIT 5 CIRCUIT BREAKER | ABB POWER T&D COMPANY INC | REQ | 940A902-01 | 156334 | ASEQ | 1 | UNIT 5 | [5 empty] | STANDARD |  |  | US | CURRENT TRANSFORMER | 0 | UNIT 5 |  |  |  |  | 2620 |  |  |  | 11394805 | 115KV 52-168 U5 ABB 145 PM40-20 SF6 CBK |  |  | CTX |  |  |  | 51651 | 156334 | INSULATING | PCSCT04 |  |  | DRY TYPE
| 11397074 | 52-168 CURRENT XFM CT509 C PH | 2620 | Seven Sisters G.S. | 00105H-BPE-USY-U05-CBK | UNIT 5 CIRCUIT BREAKER | ABB POWER T&D COMPANY INC | REQ | 940A902-01 | 156335 | ASEQ | 1 | UNIT 5 | [5 empty] | STANDARD |  |  | US | CURRENT TRANSFORMER | 0 | UNIT 5 |  |  |  |  | 2620 |  |  |  | 11394805 | 115KV 52-168 U5 ABB 145 PM40-20 SF6 CBK |  |  | CTX |  |  |  | 51651 | 156335 | INSULATING | PCSCT04 |  |  | DRY TYPE
| 11397075 | 52-168 CURRENT XFM CT510 A PH | 2620 | Seven Sisters G.S. | 00105H-BPE-USY-U05-CBK | UNIT 5 CIRCUIT BREAKER | ABB POWER T&D COMPANY INC | REQ | 940A902-01 | 156336 | ASEQ | 1 | UNIT 5 | NERC |  |  |  |  | STANDARD |  |  | US | CURRENT TRANSFORMER | 0 | UNIT 5 |  |  |  |  | 2620 |  |  |  | 11394805 | 115KV 52-168 U5 ABB 145 PM40-20 SF6 CBK |  |  | CTX |  |  |  | 51651 | 156336 | INSULATING | PCSCT04 |  |  | DRY TYPE
| 11397076 | 52-168 CURRENT XFM CT510 B PH | 2620 | Seven Sisters G.S. | 00105H-BPE-USY-U05-CBK | UNIT 5 CIRCUIT BREAKER | ABB POWER T&D COMPANY INC | REQ | 940A902-01 | 156337 | ASEQ | 1 | UNIT 5 | NERC |  |  |  |  | STANDARD |  |  | US | CURRENT TRANSFORMER | 0 | UNIT 5 |  |  |  |  | 2620 |  |  |  | 11394805 | 115KV 52-168 U5 ABB 145 PM40-20 SF6 CBK |  |  | CTX |  |  |  | 51651 | 156337 | INSULATING | PCSCT04 |  |  | DRY TYPE
| 11397077 | 52-168 CURRENT XFM CT510 C PH | 2620 | Seven Sisters G.S. | 00105H-BPE-USY-U05-CBK | UNIT 5 CIRCUIT BREAKER | ABB POWER T&D COMPANY INC | REQ | 940A902-01 | 156338 | ASEQ | 1 | UNIT 5 | NERC |  |  |  |  | STANDARD |  |  | US | CURRENT TRANSFORMER | 0 | UNIT 5 |  |  |  |  | 2620 |  |  |  | 11394805 | 115KV 52-168 U5 ABB 145 PM40-20 SF6 CBK |  |  | CTX |  |  |  | 51651 | 156338 | INSULATING | PCSCT04 |  |  | DRY TYPE
| 11396978 | 52-17 CURRENT XFM CT201 A PH | 2620 | Seven Sisters G.S. | 00105S-SWY-115K-L_SG12-CBK | LINE SG12 CIRCUIT BREAKER | ABB POWER T&D COMPANY INC | REQ | 940A902-01 | 156370 | ASEQ | 1 | LINE SG12 | NERC |  |  |  |  | STANDARD |  |  |  | CURRENT TRANSFORMER | 0 | LINE SG12 |  |  |  |  | 2620 |  |  |  | 11394806 | 115KV 52-17 SG12 ABB 145 PM40-20 SF6 CBK |  |  | CTX |  |  |  | 51651 | 156370 | INSULATING |  |  |  | DRY TYPE
| 11396979 | 52-17 CURRENT XFM CT201 B PH | 2620 | Seven Sisters G.S. | 00105S-SWY-115K-L_SG12-CBK | LINE SG12 CIRCUIT BREAKER | ABB POWER T&D COMPANY INC | REQ | 940A902-01 | 156371 | ASEQ | 1 | LINE SG12 | NERC |  |  |  |  | STANDARD |  |  | US | CURRENT TRANSFORMER | 0 | LINE SG12 |  |  |  |  | 2620 |  |  |  | 11394806 | 115KV 52-17 SG12 ABB 145 PM40-20 SF6 CBK |  |  | CTX |  |  |  | 51651 | 156371 | INSULATING |  |  |  | DRY TYPE
| 11396980 | 52-17 CURRENT XFM CT201 C PH | 2620 | Seven Sisters G.S. | 00105S-SWY-115K-L_SG12-CBK | LINE SG12 CIRCUIT BREAKER | ABB POWER T&D COMPANY INC | REQ | 940A902-01 | 156372 | ASEQ | 1 | LINE SG12 | NERC |  |  |  |  | STANDARD |  |  | US | CURRENT TRANSFORMER | 0 | LINE SG12 |  |  |  |  | 2620 |  |  |  | 11394806 | 115KV 52-17 SG12 ABB 145 PM40-20 SF6 CBK |  |  | CTX |  |  |  | 51651 | 156372 | INSULATING |  |  |  | DRY TYPE
| 11396981 | 52-17 CURRENT XFM CT202 A PH | 2620 | Seven Sisters G.S. | 00105S-SWY-115K-L_SG12-CBK | LINE SG12 CIRCUIT BREAKER | ABB POWER T&D COMPANY INC | REQ | 940A902-01 | 156373 | ASEQ | 1 | LINE SG12 | [5 empty] | STANDARD |  |  | US | CURRENT TRANSFORMER | 0 | LINE SG12 |  |  |  |  | 2620 |  |  |  | 11394806 | 115KV 52-17 SG12 ABB 145 PM40-20 SF6 CBK |  |  | CTX |  |  |  | 51651 | 156373 | INSULATING |  |  |  | DRY TYPE
| 11396982 | 52-17 CURRENT XFM CT202 B PH | 2620 | Seven Sisters G.S. | 00105S-SWY-115K-L_SG12-CBK | LINE SG12 CIRCUIT BREAKER | ABB POWER T&D COMPANY INC | REQ | 940A902-01 | 156374 | ASEQ | 1 | LINE SG12 | [5 empty] | STANDARD |  |  | US | CURRENT TRANSFORMER | 0 | LINE SG12 |  |  |  |  | 2620 |  |  |  | 11394806 | 115KV 52-17 SG12 ABB 145 PM40-20 SF6 CBK |  |  | CTX |  |  |  | 51651 | 156374 | INSULATING |  |  |  | DRY TYPE
| 11396983 | 52-17 CURRENT XFM CT202 C PH | 2620 | Seven Sisters G.S. | 00105S-SWY-115K-L_SG12-CBK | LINE SG12 CIRCUIT BREAKER | ABB POWER T&D COMPANY INC | REQ | 940A902-01 | 156375 | ASEQ | 1 | LINE SG12 | [5 empty] | STANDARD |  |  | US | CURRENT TRANSFORMER | 0 | LINE SG12 |  |  |  |  | 2620 |  |  |  | 11394806 | 115KV 52-17 SG12 ABB 145 PM40-20 SF6 CBK |  |  | CTX |  |  |  | 51651 | 156375 |  |  |  |  | DRY TYPE
| 11397032 | 52-181 CURRENT XFM CT804 A PH | 2620 | Seven Sisters G.S. | 00105H-BPE-USY-U06-CBK | UNIT 6 CIRCUIT BREAKER | ABB POWER T&D COMPANY INC | REQ | 940A902-01 | 156433 | ASEQ | 1 | UNIT 6 | NERC |  |  |  |  | STANDARD |  |  | US | CURRENT TRANSFORMER | 0 | UNIT 6 |  |  |  |  | 2620 |  |  |  | 11394808 | 115KV 52-181 6BP ABB 145 PM40-20 SF6 CBK |  |  | CTX |  |  |  | 51651 | 156433 | INSULATING | PCSCT04 |  |  | DRY TYPE
| 11397033 | 52-181 CURRENT XFM CT804 B PH | 2620 | Seven Sisters G.S. | 00105H-BPE-USY-U06-CBK | UNIT 6 CIRCUIT BREAKER | ABB POWER T&D COMPANY INC | REQ | 940A902-01 | 156434 | ASEQ | 1 | UNIT 6 | NERC |  |  |  |  | STANDARD |  |  | US | CURRENT TRANSFORMER | 0 | UNIT 6 |  |  |  |  | 2620 |  |  |  | 11394808 | 115KV 52-181 6BP ABB 145 PM40-20 SF6 CBK |  |  | CTX |  |  |  | 51651 | 156434 | INSULATING | PCSCT04 |  |  | DRY TYPE
| 11397034 | 52-181 CURRENT XFM CT804 C PH | 2620 | Seven Sisters G.S. | 00105H-BPE-USY-U06-CBK | UNIT 6 CIRCUIT BREAKER | ABB POWER T&D COMPANY INC | REQ | 940A902-01 | 156435 | ASEQ | 1 | UNIT 6 | NERC |  |  |  |  | STANDARD |  |  | US | CURRENT TRANSFORMER | 0 | UNIT 6 |  |  |  |  | 2620 |  |  |  | 11394808 | 115KV 52-181 6BP ABB 145 PM40-20 SF6 CBK |  |  | CTX |  |  |  | 51651 | 156435 | INSULATING | PCSCT04 |  |  | DRY TYPE
| 11397035 | 52-181 CURRENT XFM CT805 A PH | 2620 | Seven Sisters G.S. | 00105H-BPE-USY-U06-CBK | UNIT 6 CIRCUIT BREAKER | ABB POWER T&D COMPANY INC | REQ | 940A902-01 | 156430 | ASEQ | 1 | UNIT 6 | NERC |  |  |  |  | STANDARD |  |  | US | CURRENT TRANSFORMER | 0 | UNIT 6 |  |  |  |  | 2620 |  |  |  | 11394808 | 115KV 52-181 6BP ABB 145 PM40-20 SF6 CBK |  |  | CTX |  |  |  | 51651 | 156430 | INSULATING | PCSCT04 |  |  | DRY TYPE
| 11397036 | 52-181 CURRENT XFM CT805 B PH | 2620 | Seven Sisters G.S. | 00105H-BPE-USY-U06-CBK | UNIT 6 CIRCUIT BREAKER | ABB POWER T&D COMPANY INC | REQ | 940A902-01 | 156431 | ASEQ | 1 | UNIT 6 | NERC |  |  |  |  | STANDARD |  |  | US | CURRENT TRANSFORMER | 0 | UNIT 6 |  |  |  |  | 2620 |  |  |  | 11394808 | 115KV 52-181 6BP ABB 145 PM40-20 SF6 CBK |  |  | CTX |  |  |  | 51651 | 156431 | INSULATING | PCSCT04 |  |  | DRY TYPE
| 11397037 | 52-181 CURRENT XFM CT805 C PH | 2620 | Seven Sisters G.S. | 00105H-BPE-USY-U06-CBK | UNIT 6 CIRCUIT BREAKER | ABB POWER T&D COMPANY INC | REQ | 940A902-01 | 156432 | ASEQ | 1 | UNIT 6 | NERC |  |  |  |  | STANDARD |  |  | US | CURRENT TRANSFORMER | 0 | UNIT 6 |  |  |  |  | 2620 |  |  |  | 11394808 | 115KV 52-181 6BP ABB 145 PM40-20 SF6 CBK |  |  | CTX |  |  |  | 51651 | 156432 | INSULATING | PCSCT04 |  |  | DRY TYPE |  |  | LITRES
| 11397078 | 52-188 CURRENT XFM CT609 A PH | 2620 | Seven Sisters G.S. | 00105H-BPE-USY-U06-CBK | UNIT 6 CIRCUIT BREAKER | ABB POWER T&D COMPANY INC | REQ | 940A902-01 | 156364 | ASEQ | 1 | UNIT 6 | [5 empty] | STANDARD |  |  | US | CURRENT TRANSFORMER | 0 | UNIT 6 |  |  |  |  | 2620 |  |  |  | 11394809 | 115KV 52-188 U6 ABB 145 PM40-20 SF6 CBK |  |  | CTX |  |  |  | 51651 | 156364 | INSULATING | PCSCT04 |  |  | DRY TYPE
| 11397079 | 52-188 CURRENT XFM CT609 B PH | 2620 | Seven Sisters G.S. | 00105H-BPE-USY-U06-CBK | UNIT 6 CIRCUIT BREAKER | ABB POWER T&D COMPANY INC | REQ | 940A902-01 | 156365 | ASEQ | 1 | UNIT 6 | [5 empty] | STANDARD |  |  | US | CURRENT TRANSFORMER | 0 | UNIT 6 |  |  |  |  | 2620 |  |  |  | 11394809 | 115KV 52-188 U6 ABB 145 PM40-20 SF6 CBK |  |  | CTX |  |  |  | 51651 | 156365 | INSULATING | PCSCT04 |  |  | DRY TYPE
| 11397080 | 52-188 CURRENT XFM CT609 C PH | 2620 | Seven Sisters G.S. | 00105H-BPE-USY-U06-CBK | UNIT 6 CIRCUIT BREAKER | ABB POWER T&D COMPANY INC | REQ | 940A902-01 | 156366 | ASEQ | 1 | UNIT 6 | [5 empty] | STANDARD |  |  | US | CURRENT TRANSFORMER | 0 | UNIT 6 |  |  |  |  | 2620 |  |  |  | 11394809 | 115KV 52-188 U6 ABB 145 PM40-20 SF6 CBK |  |  | CTX |  |  |  | 51651 | 156366 | INSULATING | PCSCT04 |  |  | DRY TYPE
| 11397081 | 52-188 CURRENT XFM CT610 A PH | 2620 | Seven Sisters G.S. | 00105H-BPE-USY-U06-CBK | UNIT 6 CIRCUIT BREAKER | ABB POWER T&D COMPANY INC | REQ | 940A902-01 | 156367 | ASEQ | 1 | UNIT 6 | NERC |  |  |  |  | STANDARD |  |  | US | CURRENT TRANSFORMER | 0 | UNIT 6 |  |  |  |  | 2620 |  |  |  | 11394809 | 115KV 52-188 U6 ABB 145 PM40-20 SF6 CBK |  |  | CTX |  |  |  | 51651 | 156367 | INSULATING | PCSCT04 |  |  | DRY TYPE
| 11397082 | 52-188 CURRENT XFM CT610 B PH | 2620 | Seven Sisters G.S. | 00105H-BPE-USY-U06-CBK | UNIT 6 CIRCUIT BREAKER | ABB POWER T&D COMPANY INC | REQ | 940A902-01 | 156368 | ASEQ | 1 | UNIT 6 | NERC |  |  |  |  | STANDARD |  |  | US | CURRENT TRANSFORMER | 0 | UNIT 6 |  |  |  |  | 2620 |  |  |  | 11394809 | 115KV 52-188 U6 ABB 145 PM40-20 SF6 CBK |  |  | CTX |  |  |  | 51651 | 156368 | INSULATING | PCSCT04 |  |  | DRY TYPE
| 11397083 | 52-188 CURRENT XFM CT610 C PH | 2620 | Seven Sisters G.S. | 00105H-BPE-USY-U06-CBK | UNIT 6 CIRCUIT BREAKER | ABB POWER T&D COMPANY INC | REQ | 940A902-01 | 156369 | ASEQ | 1 | UNIT 6 | NERC |  |  |  |  | STANDARD |  |  | US | CURRENT TRANSFORMER | 0 | UNIT 6 |  |  |  |  | 2620 |  |  |  | 11394809 | 115KV 52-188 U6 ABB 145 PM40-20 SF6 CBK |  |  | CTX |  |  |  | 51651 | 156369 | INSULATING | PCSCT04 |  |  | DRY TYPE
| 11397039 | 52-29 CURRENT XFM CT110 A PH | 2620 | Seven Sisters G.S. | 00105H-BPE-USY-U01-CBK | UNIT 1 CIRCUIT BREAKER | ABB POWER T&D COMPANY INC | REQ | 940A902-01 | 156205 | ASEQ | 1 | UNIT 1 | [5 empty] | STANDARD |  |  | US | CURRENT TRANSFORMER | 0 | UNIT 1 |  |  |  |  | 2620 |  |  |  | 11394810 | 115KV 52-29 U1 ABB 145 PM40-20 SF6 CBK |  |  | CTX |  |  |  | 51651 | 156205 | INSULATING | PCSCT04 |  |  | DRY TYPE
| 11397040 | 52-29 CURRENT XFM CT110 B PH | 2620 | Seven Sisters G.S. | 00105H-BPE-USY-U01-CBK | UNIT 1 CIRCUIT BREAKER | ABB POWER T&D COMPANY INC | REQ | 940A902-01 | 156206 | ASEQ | 1 | UNIT 1 | [5 empty] | STANDARD |  |  | US | CURRENT TRANSFORMER | 0 | UNIT 1 |  |  |  |  | 2620 |  |  |  | 11394810 | 115KV 52-29 U1 ABB 145 PM40-20 SF6 CBK |  |  | CTX |  |  |  | 51651 | 156206 | INSULATING | PCSCT04 |  |  | DRY TYPE
| 11397041 | 52-29 CURRENT XFM CT110 C PH | 2620 | Seven Sisters G.S. | 00105H-BPE-USY-U01-CBK | UNIT 1 CIRCUIT BREAKER | ABB POWER T&D COMPANY INC | REQ | 940A902-01 | 156207 | ASEQ | 1 | UNIT 1 | [5 empty] | STANDARD |  |  | US | CURRENT TRANSFORMER | 0 | UNIT 1 |  |  |  |  | 2620 |  |  |  | 11394810 | 115KV 52-29 U1 ABB 145 PM40-20 SF6 CBK |  |  | CTX |  |  |  | 51651 | 156207 | INSULATING | PCSCT04 |  |  | DRY TYPE
| 11397048 | 52-29 CURRENT XFM CT111 A PH | 2620 | Seven Sisters G.S. | 00105H-BPE-USY-U01-CBK | UNIT 1 CIRCUIT BREAKER | ABB POWER T&D COMPANY INC | REQ | 940A902-01 | 156208 | ASEQ | 1 | UNIT 1 | NERC |  |  |  |  | STANDARD |  |  | US | CURRENT TRANSFORMER | 0 | UNIT 1 |  |  |  |  | 2620 |  |  |  | 11394810 | 115KV 52-29 U1 ABB 145 PM40-20 SF6 CBK |  |  | CTX |  |  |  | 51651 | 156208 | INSULATING | PCSCT04 |  |  | DRY TYPE
| 11397049 | 52-29 CURRENT XFM CT111 B PH | 2620 | Seven Sisters G.S. | 00105H-BPE-USY-U01-CBK | UNIT 1 CIRCUIT BREAKER | ABB POWER T&D COMPANY INC | REQ | 940A902-01 | 156209 | ASEQ | 1 | UNIT 1 | NERC |  |  |  |  | STANDARD |  |  | US | CURRENT TRANSFORMER | 0 | UNIT 1 |  |  |  |  | 2620 |  |  |  | 11394810 | 115KV 52-29 U1 ABB 145 PM40-20 SF6 CBK |  |  | CTX |  |  |  | 51651 | 156209 | INSULATING | PCSCT04 |  |  | DRY TYPE
| 11397050 | 52-29 CURRENT XFM CT111 C PH | 2620 | Seven Sisters G.S. | 00105H-BPE-USY-U01-CBK | UNIT 1 CIRCUIT BREAKER | ABB POWER T&D COMPANY INC | REQ | 940A902-01 | 156210 | ASEQ | 1 | UNIT 1 | NERC |  |  |  |  | STANDARD |  |  | US | CURRENT TRANSFORMER | 0 | UNIT 1 |  |  |  |  | 2620 |  |  |  | 11394810 | 115KV 52-29 U1 ABB 145 PM40-20 SF6 CBK |  |  | CTX |  |  |  | 51651 | 156210 | INSULATING | PCSCT04 |  |  | DRY TYPE
| 11396984 | 52-56 CURRENT XFM CT301 A PH | 2620 | Seven Sisters G.S. | 00105S-SWY-115K-L__SW3-CBK | LINE SW3 CIRCUIT BREAKER | ABB POWER T&D COMPANY INC | REQ | 940A902-01 | 156376 | ASEQ | 1 | LINE SW3 | NERC |  |  |  |  | STANDARD |  |  | US | CURRENT TRANSFORMER | 0 | LINE SW3 |  |  |  |  | 2620 |  |  |  | 11394812 | 115KV 52-56 SW3 ABB 145 PM40-20 SF6 CBK |  |  | CTX |  |  |  | 51651 | 156376 | INSULATING |  |  |  | DRY TYPE
| 11396985 | 52-56 CURRENT XFM CT301 B PH | 2620 | Seven Sisters G.S. | 00105S-SWY-115K-L__SW3-CBK | LINE SW3 CIRCUIT BREAKER | ABB POWER T&D COMPANY INC | REQ | 940A902-01 | 156377 | ASEQ | 1 | LINE SW3 | NERC |  |  |  |  | STANDARD |  |  | US | CURRENT TRANSFORMER | 0 | LINE SW3 |  |  |  |  | 2620 |  |  |  | 11394812 | 115KV 52-56 SW3 ABB 145 PM40-20 SF6 CBK |  |  | CTX |  |  |  | 51651 | 156377 | INSULATING |  |  |  | DRY TYPE
| 11396986 | 52-56 CURRENT XFM CT301 C PH | 2620 | Seven Sisters G.S. | 00105S-SWY-115K-L__SW3-CBK | LINE SW3 CIRCUIT BREAKER | ABB POWER T&D COMPANY INC | REQ | 940A902-01 | 156378 | ASEQ | 1 | LINE SW3 | NERC |  |  |  |  | STANDARD |  |  | US | CURRENT TRANSFORMER | 0 | LINE SW3 |  |  |  |  | 2620 |  |  |  | 11394812 | 115KV 52-56 SW3 ABB 145 PM40-20 SF6 CBK |  |  | CTX |  |  |  | 51651 | 156378 | INSULATING |  |  |  | DRY TYPE
| 11396987 | 52-56 CURRENT XFM CT302 A PH | 2620 | Seven Sisters G.S. | 00105S-SWY-115K-L__SW3-CBK | LINE SW3 CIRCUIT BREAKER | ABB POWER T&D COMPANY INC | REQ | 940A902-01 | 156379 | ASEQ | 1 | LINE SW3 | [5 empty] | STANDARD |  |  | US | CURRENT TRANSFORMER | 0 | LINE SW3 |  |  |  |  | 2620 |  |  |  | 11394812 | 115KV 52-56 SW3 ABB 145 PM40-20 SF6 CBK |  |  | CTX |  |  |  | 51651 | 156379 | INSULATING |  |  |  | DRY TYPE
| 11396988 | 52-56 CURRENT XFM CT302 B PH | 2620 | Seven Sisters G.S. | 00105S-SWY-115K-L__SW3-CBK | LINE SW3 CIRCUIT BREAKER | ABB POWER T&D COMPANY INC | REQ | 940A902-01 | 156380 | ASEQ | 1 | LINE SW3 | [5 empty] | STANDARD |  |  | US | CURRENT TRANSFORMER | 0 | LINE SW3 |  |  |  |  | 2620 |  |  |  | 11394812 | 115KV 52-56 SW3 ABB 145 PM40-20 SF6 CBK |  |  | CTX |  |  |  | 51651 | 156380 | INSULATING |  |  |  | DRY TYPE
| 11396989 | 52-56 CURRENT XFM CT302 C PH | 2620 | Seven Sisters G.S. | 00105S-SWY-115K-L__SW3-CBK | LINE SW3 CIRCUIT BREAKER | ABB POWER T&D COMPANY INC | REQ | 940A902-01 | 156381 | ASEQ | 1 | LINE SW3 | [5 empty] | STANDARD |  |  | US | CURRENT TRANSFORMER | 0 | LINE SW3 |  |  |  |  | 2620 |  |  |  | 11394812 | 115KV 52-56 SW3 ABB 145 PM40-20 SF6 CBK |  |  | CTX |  |  |  | 51651 | 156381 | INSULATING |  |  |  | DRY TYPE
| 11397026 | 52-56 CURRENT XFM CT801 A PH | 2620 | Seven Sisters G.S. | 00105S-SWY-115K-L__SW4-CBK | LINE SW4 CIRCUIT BREAKER | ABB POWER T&D COMPANY INC | REQ | 940A902-01 | 156424 | ASEQ | 1 | LINE SW4 | NERC |  |  |  |  | STANDARD |  |  | US | CURRENT TRANSFORMER | 0 | LINE SW4 |  |  |  |  | 2620 |  |  |  | 11394807 | 115KV 52-176 SW4 ABB 145 PM40-20 SF6 CBK |  |  | CTX |  |  |  | 51651 | 156424 | INSULATING |  |  |  | DRY TYPE
| 11397027 | 52-56 CURRENT XFM CT801 B PH | 2620 | Seven Sisters G.S. | 00105S-SWY-115K-L__SW4-CBK | LINE SW4 CIRCUIT BREAKER | ABB POWER T&D COMPANY INC | REQ | 940A902-01 | 156425 | ASEQ | 1 | LINE SW4 | NERC |  |  |  |  | STANDARD |  |  |  | CURRENT TRANSFORMER | 0 | LINE SW4 |  |  |  |  | 2620 |  |  |  | 11394807 | 115KV 52-176 SW4 ABB 145 PM40-20 SF6 CBK |  |  | CTX |  |  |  | 51651 | 156425 | INSULATING |  |  |  | DRY TYPE
| 11397028 | 52-56 CURRENT XFM CT801 C PH | 2620 | Seven Sisters G.S. | 00105S-SWY-115K-L__SW4-CBK | LINE SW4 CIRCUIT BREAKER | ABB POWER T&D COMPANY INC | REQ | 940A902-01 | 156426 | ASEQ | 1 | LINE SW4 | NERC |  |  |  |  | STANDARD |  |  |  | CURRENT TRANSFORMER | 0 | LINE SW4 |  |  |  |  | 2620 |  |  |  | 11394807 | 115KV 52-176 SW4 ABB 145 PM40-20 SF6 CBK |  |  | CTX |  |  |  | 51651 | 156426 | INSULATING |  |  |  | DRY TYPE
| 11397029 | 52-56 CURRENT XFM CT802 A PH | 2620 | Seven Sisters G.S. | 00105S-SWY-115K-L__SW4-CBK | LINE SW4 CIRCUIT BREAKER | ABB POWER T&D COMPANY INC | REQ | 940A902-01 | 156427 | ASEQ | 1 | LINE SW4 | [5 empty] | STANDARD |  |  |  | CURRENT TRANSFORMER | 0 | LINE SW4 |  |  |  |  | 2620 |  |  |  | 11394807 | 115KV 52-176 SW4 ABB 145 PM40-20 SF6 CBK |  |  | CTX |  |  |  | 51651 | 156427 | INSULATING |  |  |  | DRY TYPE
| 11397030 | 52-56 CURRENT XFM CT802 B PH | 2620 | Seven Sisters G.S. | 00105S-SWY-115K-L__SW4-CBK | LINE SW4 CIRCUIT BREAKER | ABB POWER T&D COMPANY INC | REQ | 940A902-01 | 156428 | ASEQ | 1 | LINE SW4 | [5 empty] | STANDARD |  |  |  | CURRENT TRANSFORMER | 0 | LINE SW4 |  |  |  |  | 2620 |  |  |  | 11394807 | 115KV 52-176 SW4 ABB 145 PM40-20 SF6 CBK |  |  | CTX |  |  |  | 51651 | 156428 | INSULATING |  |  |  | DRY TYPE
| 11397031 | 52-56 CURRENT XFM CT802 C PH | 2620 | Seven Sisters G.S. | 00105S-SWY-115K-L__SW4-CBK | LINE SW4 CIRCUIT BREAKER | ABB POWER T&D COMPANY INC | REQ | 940A902-01 | 156429 | ASEQ | 1 | LINE SW4 | [5 empty] | STANDARD |  |  |  | CURRENT TRANSFORMER | 0 | LINE SW4 |  |  |  |  | 2620 |  |  |  | 11394807 | 115KV 52-176 SW4 ABB 145 PM40-20 SF6 CBK |  |  | CTX |  |  |  | 51651 | 156429 | INSULATING |  |  |  | DRY TYPE
| 11397052 | 52-68 CURRENT XFM CT210 A PH | 2620 | Seven Sisters G.S. | 00105H-BPE-USY-U02-CBK | UNIT 2 CIRCUIT BREAKER | ABB POWER T&D COMPANY INC | REQ | 940A902-01 | 156240 | ASEQ | 1 | UNIT 2 | [5 empty] | STANDARD |  |  | US | CURRENT TRANSFORMER | 0 | UNIT 2 |  |  |  |  | 2620 |  |  |  | 11394813 | 115KV 52-68 U2 ABB 145 PM40-20 SF6 CBK |  |  | CTX |  |  |  | 51651 | 156240 | INSULATING | PCSCT04 |  |  | DRY TYPE
| 11397053 | 52-68 CURRENT XFM CT210 B PH | 2620 | Seven Sisters G.S. | 00105H-BPE-USY-U02-CBK | UNIT 2 CIRCUIT BREAKER | ABB POWER T&D COMPANY INC | REQ | 940A902-01 | 156241 | ASEQ | 1 | UNIT 2 | [5 empty] | STANDARD |  |  | US | CURRENT TRANSFORMER | 0 | UNIT 2 |  |  |  |  | 2620 |  |  |  | 11394813 | 115KV 52-68 U2 ABB 145 PM40-20 SF6 CBK |  |  | CTX |  |  |  | 51651 | 156241 | INSULATING | PCSCT04 |  |  | DRY TYPE
| 11397054 | 52-68 CURRENT XFM CT210 C PH | 2620 | Seven Sisters G.S. | 00105H-BPE-USY-U02-CBK | UNIT 2 CIRCUIT BREAKER | ABB POWER T&D COMPANY INC | REQ | 940A902-01 | 156242 | ASEQ | 1 | UNIT 2 | [5 empty] | STANDARD |  |  | US | CURRENT TRANSFORMER | 0 | UNIT 2 |  |  |  |  | 2620 |  |  |  | 11394813 | 115KV 52-68 U2 ABB 145 PM40-20 SF6 CBK |  |  | CTX |  |  |  | 51651 | 156242 | INSULATING | PCSCT04 |  |  | DRY TYPE
| 11397055 | 52-68 CURRENT XFM CT211 A PH | 2620 | Seven Sisters G.S. | 00105H-BPE-USY-U02-CBK | UNIT 2 CIRCUIT BREAKER | ABB POWER T&D COMPANY INC | REQ | 940A902-01 | 156243 | ASEQ | 1 | UNIT 2 | NERC |  |  |  |  | STANDARD |  |  | US | CURRENT TRANSFORMER | 0 | UNIT 2 |  |  |  |  | 2620 |  |  |  | 11394813 | 115KV 52-68 U2 ABB 145 PM40-20 SF6 CBK |  |  | CTX |  |  |  | 51651 | 156243 | INSULATING | PCSCT04 |  |  | DRY TYPE
| 11397056 | 52-68 CURRENT XFM CT211 B PH | 2620 | Seven Sisters G.S. | 00105H-BPE-USY-U02-CBK | UNIT 2 CIRCUIT BREAKER | ABB POWER T&D COMPANY INC | REQ | 940A902-01 | 156244 | ASEQ | 1 | UNIT 2 | NERC |  |  |  |  | STANDARD |  |  | US | CURRENT TRANSFORMER | 0 | UNIT 2 |  |  |  |  | 2620 |  |  |  | 11394813 | 115KV 52-68 U2 ABB 145 PM40-20 SF6 CBK |  |  | CTX |  |  |  | 51651 | 156244 | INSULATING | PCSCT04 |  |  | DRY TYPE
| 11397057 | 52-68 CURRENT XFM CT211 C PH | 2620 | Seven Sisters G.S. | 00105H-BPE-USY-U02-CBK | UNIT 2 CIRCUIT BREAKER | ABB POWER T&D COMPANY INC | REQ | 940A902-01 | 156245 | ASEQ | 1 | UNIT 2 | NERC |  |  |  |  | STANDARD |  |  | US | CURRENT TRANSFORMER | 0 | UNIT 2 |  |  |  |  | 2620 |  |  |  | 11394813 | 115KV 52-68 U2 ABB 145 PM40-20 SF6 CBK |  |  | CTX |  |  |  | 51651 | 156245 | INSULATING | PCSCT04 |  |  | DRY TYPE
| 11396990 | 52-76 CURRENT XFM CT401 A PH | 2620 | Seven Sisters G.S. | 00105S-SWY-115K-L__SW2-CBK | LINE SW2 CIRCUIT BREAKER | ABB POWER T&D COMPANY INC | REQ | 940A902-01 | 156382 | ASEQ | 1 | LINE SW2 | NERC |  |  |  |  | STANDARD |  |  | US | CURRENT TRANSFORMER | 0 | LINE SW2 |  |  |  |  | 2620 |  |  |  | 11394814 | 115KV 52-76 SW2 ABB 145 PM40-20 SF6 CBK |  |  | CTX |  |  |  | 51651 | 156382 | INSULATING |  |  |  | DRY TYPE
| 11396991 | 52-76 CURRENT XFM CT401 B PH | 2620 | Seven Sisters G.S. | 00105S-SWY-115K-L__SW2-CBK | LINE SW2 CIRCUIT BREAKER | ABB POWER T&D COMPANY INC | REQ | 940A902-01 | 156383 | ASEQ | 1 | LINE SW2 | NERC |  |  |  |  | STANDARD |  |  | US | CURRENT TRANSFORMER | 0 | LINE SW2 |  |  |  |  | 2620 |  |  |  | 11394814 | 115KV 52-76 SW2 ABB 145 PM40-20 SF6 CBK |  |  | CTX |  |  |  | 51651 | 156383 | INSULATING |  |  |  | DRY TYPE
| 11396992 | 52-76 CURRENT XFM CT401 C PH | 2620 | Seven Sisters G.S. | 00105S-SWY-115K-L__SW2-CBK | LINE SW2 CIRCUIT BREAKER | ABB POWER T&D COMPANY INC | REQ | 940A902-01 | 156384 | ASEQ | 1 | LINE SW2 | NERC |  |  |  |  | STANDARD |  |  | US | CURRENT TRANSFORMER | 0 | LINE SW2 |  |  |  |  | 2620 |  |  |  | 11394814 | 115KV 52-76 SW2 ABB 145 PM40-20 SF6 CBK |  |  | CTX |  |  |  | 51651 | 156384 | INSULATING |  |  |  | DRY TYPE
| 11396993 | 52-76 CURRENT XFM CT402 A PH | 2620 | Seven Sisters G.S. | 00105S-SWY-115K-L__SW2-CBK | LINE SW2 CIRCUIT BREAKER | ABB POWER T&D COMPANY INC | REQ | 940A902-01 | 156385 | ASEQ | 1 | LINE SW2 | [5 empty] | STANDARD |  |  | US | CURRENT TRANSFORMER | 0 | LINE SW2 |  |  |  |  | 2620 |  |  |  | 11394814 | 115KV 52-76 SW2 ABB 145 PM40-20 SF6 CBK |  |  | CTX |  |  |  | 51651 | 156385 | INSULATING |  |  |  | DRY TYPE
| 11396994 | 52-76 CURRENT XFM CT402 B PH | 2620 | Seven Sisters G.S. | 00105S-SWY-115K-L__SW2-CBK | LINE SW2 CIRCUIT BREAKER | ABB POWER T&D COMPANY INC | REQ | 940A902-01 | 156386 | ASEQ | 1 | LINE SW2 | [5 empty] | STANDARD |  |  | US | CURRENT TRANSFORMER | 0 | LINE SW2 |  |  |  |  | 2620 |  |  |  | 11394814 | 115KV 52-76 SW2 ABB 145 PM40-20 SF6 CBK |  |  | CTX |  |  |  | 51651 | 156386 | INSULATING |  |  |  | DRY TYPE
| 11396995 | 52-76 CURRENT XFM CT402 C PH | 2620 | Seven Sisters G.S. | 00105S-SWY-115K-L__SW2-CBK | LINE SW2 CIRCUIT BREAKER | ABB POWER T&D COMPANY INC | REQ | 940A902-01 | 156387 | ASEQ | 1 | LINE SW2 | [5 empty] | STANDARD |  |  | US | CURRENT TRANSFORMER | 0 | LINE SW2 |  |  |  |  | 2620 |  |  |  | 11394814 | 115KV 52-76 SW2 ABB 145 PM40-20 SF6 CBK |  |  | CTX |  |  |  | 51651 | 156387 | INSULATING |  |  |  | DRY TYPE
| 11397059 | 52-88 CURRENT XFM CT310 A PH | 2620 | Seven Sisters G.S. | 00105H-BPE-USY-U03-CBK | UNIT 3 CIRCUIT BREAKER | ABB POWER T&D COMPANY INC | REQ | 940A902-01 | 156272 | ASEQ | 1 | UNIT 3 | [5 empty] | STANDARD |  |  | US | CURRENT TRANSFORMER | 0 | UNIT 3 |  |  |  |  | 2620 |  |  |  | 11394815 | 115KV 52-88 U3 ABB 145 PM40-20 SF6 CBK |  |  | CTX |  |  |  | 51651 | 156272 | INSULATING | PCSCT04 |  |  | DRY TYPE
| 11397060 | 52-88 CURRENT XFM CT310 B PH | 2620 | Seven Sisters G.S. | 00105H-BPE-USY-U03-CBK | UNIT 3 CIRCUIT BREAKER | ABB POWER T&D COMPANY INC | REQ | 940A902-01 | 156273 | ASEQ | 1 | UNIT 3 | [5 empty] | STANDARD |  |  | US | CURRENT TRANSFORMER | 0 | UNIT 3 |  |  |  |  | 2620 |  |  |  | 11394815 | 115KV 52-88 U3 ABB 145 PM40-20 SF6 CBK |  |  | CTX |  |  |  | 51651 | 156273 | INSULATING | PCSCT04 |  |  | DRY TYPE
| 11397061 | 52-88 CURRENT XFM CT310 C PH | 2620 | Seven Sisters G.S. | 00105H-BPE-USY-U03-CBK | UNIT 3 CIRCUIT BREAKER | ABB POWER T&D COMPANY INC | REQ | 940A902-01 | 156274 | ASEQ | 1 | UNIT 3 | [5 empty] | STANDARD |  |  | US | CURRENT TRANSFORMER | 0 | UNIT 3 |  |  |  |  | 2620 |  |  |  | 11394815 | 115KV 52-88 U3 ABB 145 PM40-20 SF6 CBK |  |  | CTX |  |  |  | 51651 | 156274 | INSULATING | PCSCT04 |  |  | DRY TYPE
| 11397062 | 52-88 CURRENT XFM CT311 A PH | 2620 | Seven Sisters G.S. | 00105H-BPE-USY-U03-CBK | UNIT 3 CIRCUIT BREAKER | ABB POWER T&D COMPANY INC | REQ | 940A902-01 | 156275 | ASEQ | 1 | UNIT 3 | NERC |  |  |  |  | STANDARD |  |  | US | CURRENT TRANSFORMER | 0 | UNIT 3 |  |  |  |  | 2620 |  |  |  | 11394815 | 115KV 52-88 U3 ABB 145 PM40-20 SF6 CBK |  |  | CTX |  |  |  | 51651 | 156275 | INSULATING | PCSCT04 |  |  | DRY TYPE
| 11397063 | 52-88 CURRENT XFM CT311 B PH | 2620 | Seven Sisters G.S. | 00105H-BPE-USY-U03-CBK | UNIT 3 CIRCUIT BREAKER | ABB POWER T&D COMPANY INC | REQ | 940A902-01 | 156276 | ASEQ | 1 | UNIT 3 | NERC |  |  |  |  | STANDARD |  |  | US | CURRENT TRANSFORMER | 0 | UNIT 3 |  |  |  |  | 2620 |  |  |  | 11394815 | 115KV 52-88 U3 ABB 145 PM40-20 SF6 CBK |  |  | CTX |  |  |  | 51651 | 156276 | INSULATING | PCSCT04 |  |  | DRY TYPE
| 11397064 | 52-88 CURRENT XFM CT311 C PH | 2620 | Seven Sisters G.S. | 00105H-BPE-USY-U03-CBK | UNIT 3 CIRCUIT BREAKER | ABB POWER T&D COMPANY INC | REQ | 940A902-01 | 156277 | ASEQ | 1 | UNIT 3 | NERC |  |  |  |  | STANDARD |  |  | US | CURRENT TRANSFORMER | 0 | UNIT 3 |  |  |  |  | 2620 |  |  |  | 11394815 | 115KV 52-88 U3 ABB 145 PM40-20 SF6 CBK |  |  | CTX |  |  |  | 51651 | 156277 | INSULATING | PCSCT04 |  |  | DRY TYPE
| 11819971 | 600V DIST SPW DIESEL GEN MTS | 2620 | Seven Sisters G.S. | 00105H-BPE-ACD-D03-PNL | 600V DISTRIBUTION PANEL | EATON |  |  |  | INST | 1 | [6 empty] | STANDARD |  |  |  | SWITCH | 0 | [5 empty] | 2620 | [7 empty] | SWI | [5 empty] | OTHER | SWITRF02 | SWI | TRF | AIR
| 11394816 | 600V OUT BLDG AC DISTRIBUTION | 2620 | Seven Sisters G.S. | 00105H-BPE-ACD-D03-PNL | 600V DISTRIBUTION PANEL |  |  |  | 048657 | INST | 1 | [6 empty] | STANDARD |  |  |  | PANEL | 0 | [5 empty] | 2620 | [7 empty] | PNL |  |  |  | 52600 | 048657 | data not found
| 11394817 | 600V SPILLWAY AC DISTRIBUTION | 2620 | Seven Sisters G.S. | 00105H-BPE-ACD-D03-PNL | 600V DISTRIBUTION PANEL |  |  |  | 048270 | INST | 1 | [6 empty] | STANDARD |  |  |  | PANEL | 0 | [5 empty] | 2620 | [7 empty] | PNL |  |  |  | 52600 | 048270 | data not found
| 11394822 | 600V TOWNSITE AC DISTRIBUTION | 2620 | Seven Sisters G.S. | 00105H-BPE-ACD-D03-PNL | 600V DISTRIBUTION PANEL |  |  |  | 048273 | INST | 1 | [6 empty] | STANDARD |  |  |  | PANEL | 0 | [5 empty] | 2620 | [7 empty] | PNL |  |  |  | 52600 | 048273 | data not found
| 11395207 | 63.5KV B7SP SST XFM SN# 132916 | 2620 | Seven Sisters G.S. |  |  | CANADIAN GENERAL ELECTRIC LTD | 132916 | WC | 094344 | AVLB | 1 | [6 empty] | STANDARD |  |  |  | TRANSFORMER | 0 | [5 empty] | 2620 |  |  | 1931-01-01 |  |  |  |  | XFM |  |  |  | 54020 | 094344 | INSULATING |  |  |  | OIL | GALLONS IMP | 6137 | LITRES |  | NO | data not found | YES | TRANSFORMER, STATION SERVICE | TRANSFORMERS | NO | data not found |  |  |  | YELLOW | PCB LEVEL VERIFIED |  | data not found | data not found
| 11806301 | 63.5KV SP1 GAS ACCUMULATOR RELAY | 2620 | Seven Sisters G.S. |  |  | REQ | REQ | REQ | NEW | AVLB DLFL INAC | 1 | [6 empty] | STANDARD |  |  |  | RELAY | 0 | [5 empty] | 2620 | [7 empty] | REL
| 11395208 | 63.5KV SP1 XFM SN# 2154 | 2620 | Seven Sisters G.S. |  |  | BRUCE PEEBLES CANADA LTD. | 2154 |  | 094335 | AVLB DLFL INAC | 1 | [6 empty] | STANDARD |  |  |  | TRANSFORMER | 0 | [5 empty] | 2620 |  |  | 1930-01-01 |  |  |  |  | XFM |  |  |  | 54601 | 094335 | INSULATING | TRF002 |  |  | OIL | GALLONS IMP | 11138 | LITRES |  | NO | data not found | YES | TRANSFORMER, GSU | TRANSFORMERS | NO | data not found |  |  |  | WHITE | PCB LEVEL VERIFIED |  | data not found | data not found
| 11806302 | 63.5KV SP2 GAS ACCUMULATOR RELAY | 2620 | Seven Sisters G.S. |  |  | REQ | REQ | REQ | NEW | AVLB DLFL INAC | 1 | [6 empty] | STANDARD |  |  |  | RELAY | 0 | [5 empty] | 2620 | [7 empty] | REL
| 11395209 | 63.5KV SP2 XFM SN# 2152 | 2620 | Seven Sisters G.S. |  |  | BRUCE PEEBLES CANADA LTD. | 2152 |  | 094338 | AVLB DLFL INAC | 1 | [6 empty] | STANDARD |  |  |  | TRANSFORMER | 0 | [5 empty] | 2620 |  |  | 1930-01-01 |  |  |  |  | XFM |  |  |  | 54601 | 094338 | INSULATING | TRF002 |  |  | OIL | GALLONS IMP | 11138 | LITRES |  | NO | data not found | YES | TRANSFORMER, GSU | TRANSFORMERS | NO | data not found |  |  |  | YELLOW | PCB LEVEL VERIFIED |  | data not found | data not found
| 11806303 | 63.5KV SP3 GAS ACCUMULATOR RELAY | 2620 | Seven Sisters G.S. |  |  | REQ | REQ | REQ | NEW | AVLB DLFL INAC | 1 | [6 empty] | STANDARD |  |  |  | RELAY | 0 | [5 empty] | 2620 | [7 empty] | REL
| 11395210 | 63.5KV SP3 XFM SN# 2148 | 2620 | Seven Sisters G.S. |  |  | BRUCE PEEBLES CANADA LTD. | 2148 |  | 094341 | AVLB DLFL INAC | 1 | [6 empty] | STANDARD |  |  |  | TRANSFORMER | 0 | [5 empty] | 2620 |  |  | 1930-01-01 |  |  |  |  | XFM |  |  |  | 54601 | 094341 | INSULATING | TRF002 |  |  | OIL | GALLONS IMP | 11138 | LITRES |  | NO | data not found | YES | TRANSFORMER, GSU | TRANSFORMERS | NO | data not found |  |  |  | YELLOW | PCB LEVEL VERIFIED |  | data not found | data not found
| 11394823 | 89-107 MANUAL DISCONNECT | 2620 | Seven Sisters G.S. | 00105S-SWY-115K-L__ST5-DIS | LINE ST5 DISCONNECTS | CLEAVELAND/PRICE INC | 03J2502 0201 | DB-C | 043800 | INST | 1 | LINE ST5 | [5 empty] | STANDARD |  |  |  | DISCONNECT | 0 | LINE ST5 |  |  |  |  | 2620 | [7 empty] | DIS |  |  |  | 51630 | 043800 | data not found | DIS005 |  |  | AIR
| 11394824 | 89-108 MANUAL DISCONNECT | 2620 | Seven Sisters G.S. | 00105S-SWY-115K-BUSCOM-DIS | 115KV SWITCHYARD DISCONNECTS | CLEAVELAND/PRICE INC | 03J2502-0301 | DB-C | 043809 | INST | 1 | [6 empty] | STANDARD |  |  |  | DISCONNECT | 0 | [5 empty] | 2620 | [7 empty] | DIS |  |  |  | 51630 | 043809 | data not found | DIS005 |  |  | AIR
| 11394825 | 89-112 MANUAL GROUND DISCONNECT | 2620 | Seven Sisters G.S. | 00105S-SWY-115K-L__ST5-DIS | LINE ST5 DISCONNECTS | CLEAVELAND/PRICE INC | D3J2502-0201 | DB-C | 043812 | INST | 1 | LINE ST5 | [5 empty] | STANDARD |  |  |  | DISCONNECT | 0 | LINE ST5 |  |  |  |  | 2620 | [7 empty] | DIS |  |  |  | 51630 | 043812 | data not found | DIS002 |  |  | AIR
| 11394826 | 89-114 MANUAL DISCONNECT | 2620 | Seven Sisters G.S. | 00105S-SWY-115K-L__ST6-DIS | LINE ST6 DISCONNECTS | GS T&D PRODUCTS LIMITED | 71391003 | ADB-E | 048165 | INST | 1 | LINE ST6 | [5 empty] | STANDARD |  |  |  | DISCONNECT | 0 | LINE ST6 |  |  |  |  | 2620 | [7 empty] | DIS |  |  |  | 51630 | 048165 | data not found | DIS005 |  |  | AIR
| 11394827 | 89-115 MANUAL DISCONNECT | 2620 | Seven Sisters G.S. | 00105S-SWY-115K-BUSCOM-DIS | 115KV SWITCHYARD DISCONNECTS | GS T&D PRODUCTS LIMITED | 71391002 | ADB-E | 042363 | INST | 1 | [6 empty] | STANDARD |  |  |  | DISCONNECT | 0 | [5 empty] | 2620 | [7 empty] | DIS |  |  |  | 51630 | 042363 | data not found | DIS005 |  |  | AIR
| 11394828 | 89-119 MANUAL DISCONNECT | 2620 | Seven Sisters G.S. | 00105S-SWY-115K-L__SW4-DIS | LINE SW4 DISCONNECTS | CLEAVELAND/PRICE INC | 03J2502-0401 | DB-C | 043995 | INST | 1 | LINE SW4 | [5 empty] | STANDARD |  |  |  | DISCONNECT | 0 | LINE SW4 |  |  |  |  | 2620 | [7 empty] | DIS |  |  |  | 51630 | 043995 | data not found | DIS005 |  |  | AIR
| 11394829 | 89-120 MANUAL DISCONNECT | 2620 | Seven Sisters G.S. | 00105H-BPE-USY-U04-DIS | UNIT 4 DISCONNECT |  | REQ | REQ | 044007 | INST | 1 | UNIT 4 | [5 empty] | STANDARD |  |  |  | DISCONNECT | 0 | UNIT 4 |  |  |  |  | 2620 | [7 empty] | DIS |  |  |  | 51630 | 044007 | data not found | DIS001 |  |  | AIR
| 11394831 | 89-127 MANUAL DISCONNECT | 2620 | Seven Sisters G.S. | 00105H-BPE-USY-U04-DIS | UNIT 4 DISCONNECT |  | REQ | REQ | 049710 | INST | 1 | UNIT 4 | [5 empty] | STANDARD |  |  |  | DISCONNECT | 0 | UNIT 4 |  |  |  |  | 2620 | [7 empty] | DIS |  |  |  | 51630 | 049710 | data not found | DIS001 |  |  | AIR
| 11394832 | 89-131 MANUAL DISCONNECT | 2620 | Seven Sisters G.S. | 00105S-SWY-115K-BUSCOM-DIS | 115KV SWITCHYARD DISCONNECTS | CLEAVELAND/PRICE INC | 03J2502-0302 | DB-C | 044187 | INST | 1 | [6 empty] | STANDARD |  |  |  | DISCONNECT | 0 | [5 empty] | 2620 | [7 empty] | DIS |  |  |  | 51630 | 044187 | data not found | DIS005 |  |  | AIR
| 11394833 | 89-132 MANUAL DISCONNECT | 2620 | Seven Sisters G.S. | 00105S-SWY-115K-BUSCOM-DIS | 115KV SWITCHYARD DISCONNECTS | CLEAVELAND/PRICE INC | 03J2502-0303 | DB-C | 044190 | INST | 1 | [6 empty] | STANDARD |  |  |  | DISCONNECT | 0 | [5 empty] | 2620 | [7 empty] | DIS |  |  |  | 51630 | 044190 | data not found | DIS005 |  |  | AIR
| 11394834 | 89-136 MANUAL DISCONNECT | 2620 | Seven Sisters G.S. | 00105S-SWY-115K-BUSCOM-DIS | 115KV SWITCHYARD DISCONNECTS | CLEAVELAND/PRICE INC | 03J2502-0403 | DB-C | 044193 | INST | 1 | [6 empty] | STANDARD |  |  |  | DISCONNECT | 0 | [5 empty] | 2620 | [7 empty] | DIS |  |  |  | 51630 | 044193 | data not found | DIS005 |  |  | AIR
| 11394835 | 89-137 MANUAL DISCONNECT | 2620 | Seven Sisters G.S. | 00105S-SWY-115K-BUSCOM-DIS | 115KV SWITCHYARD DISCONNECTS |  | REQ | REQ | 044202 | INST | 1 | [6 empty] | STANDARD |  |  |  | DISCONNECT | 0 | [5 empty] | 2620 | [7 empty] | DIS |  |  |  | 51630 | 044202 | data not found | DIS001 |  |  | AIR
| 11394836 | 89-14 MANUAL DISCONNECT | 2620 | Seven Sisters G.S. | 00105S-SWY-115K-L_SG12-DIS | LINE SG12 DISCONNECTS | DOMINION CUTOUT LIMITED | REQ | REQ | 041361 | INST | 1 | LINE SG12 | [5 empty] | STANDARD |  |  |  | DISCONNECT | 0 | LINE SG12 |  |  |  |  | 2620 | [7 empty] | DIS |  |  |  | 51630 | 041361 | data not found | DIS001 |  |  | AIR
| 11394837 | 89-15 MANUAL DISCONNECT | 2620 | Seven Sisters G.S. | 00105S-SWY-115K-BUSCOM-DIS | 115KV SWITCHYARD DISCONNECTS | DOMINION CUTOUT LIMITED | REQ | REQ | 041406 | INST | 1 | [6 empty] | STANDARD |  |  |  | DISCONNECT | 0 | [5 empty] | 2620 | [7 empty] | DIS |  |  |  | 51630 | 041406 | data not found | DIS001 |  |  | AIR
| 11394838 | 89-153 MANUAL DISCONNECT | 2620 | Seven Sisters G.S. | 00105S-SWY-115K-L__SW1-DIS | LINE SW1 DISCONNECTS | GS T&D PRODUCTS LIMITED | 71509001 | AD2-E | 042483 | INST | 1 | LINE SW1 | [5 empty] | STANDARD |  |  |  | DISCONNECT | 0 | LINE SW1 |  |  |  |  | 2620 | [7 empty] | DIS |  |  |  | 51630 | 042483 | data not found | DIS005 |  |  | AIR
| 11394839 | 89-154 MANUAL DISCONNECT | 2620 | Seven Sisters G.S. | 00105S-SWY-115K-BUSCOM-DIS | 115KV SWITCHYARD DISCONNECTS | GS T&D PRODUCTS LIMITED | 71509002 | AD2-E | 042489 | INST | 1 | [6 empty] | STANDARD |  |  |  | DISCONNECT | 0 | [5 empty] | 2620 | [7 empty] | DIS |  |  |  | 51630 | 042489 | data not found | DIS005 |  |  | AIR
| 11394840 | 89-158 MANUAL DISCONNECT | 2620 | Seven Sisters G.S. | 00105S-SWY-115K-L__SW4-DIS | LINE SW4 DISCONNECTS | CLEAVELAND/PRICE INC | 03J2502-0401 | DB-C | 044013 | INST | 1 | LINE SW4 | [5 empty] | STANDARD |  |  |  | DISCONNECT | 0 | LINE SW4 |  |  |  |  | 2620 | [7 empty] | DIS |  |  |  | 51630 | 044013 | data not found | DIS005 |  |  | AIR
| 11394841 | 89-159 MANUAL DISCONNECT | 2620 | Seven Sisters G.S. | 00105H-BPE-USY-U05-DIS | UNIT 5 DISCONNECT |  | REQ | REQ | 044025 | INST | 1 | UNIT 5 | [5 empty] | STANDARD |  |  |  | DISCONNECT | 0 | UNIT 5 |  |  |  |  | 2620 | [7 empty] | DIS |  |  |  | 51630 | 044025 | data not found | DIS005 |  |  | AIR
| 11394843 | 89-166 MANUAL DISCONNECT | 2620 | Seven Sisters G.S. | 00105H-BPE-USY-U05-DIS | UNIT 5 DISCONNECT | GS T&D PRODUCTS LIMITED | 71089001 | AD2-E | 049716 | INST | 1 | UNIT 5 | [5 empty] | STANDARD |  |  |  | DISCONNECT | 0 | UNIT 5 |  |  |  |  | 2620 | [7 empty] | DIS |  |  |  | 51630 | 049716 | data not found | DIS001 |  |  | AIR
| 11394844 | 89-173 MANUAL DISCONNECT | 2620 | Seven Sisters G.S. | 00105S-SWY-115K-L__SW4-DIS | LINE SW4 DISCONNECTS | GS T&D PRODUCTS LIMITED | REQ | REQ | 044046 | INST | 1 | LINE SW4 | [5 empty] | STANDARD |  |  |  | DISCONNECT | 0 | LINE SW4 |  |  |  |  | 2620 | [7 empty] | DIS |  |  |  | 51630 | 044046 | data not found | DIS001 |  |  | AIR
| 11394845 | 89-174 MANUAL DISCONNECT | 2620 | Seven Sisters G.S. | 00105S-SWY-115K-BUSCOM-DIS | 115KV SWITCHYARD DISCONNECTS | GS T&D PRODUCTS LIMITED | REQ | REQ | 044049 | INST | 1 | [6 empty] | STANDARD |  |  |  | DISCONNECT | 0 | [5 empty] | 2620 | [7 empty] | DIS |  |  |  | 51630 | 044049 | data not found | DIS001 |  |  | AIR
| 11394846 | 89-178 MANUAL DISCONNECT | 2620 | Seven Sisters G.S. | 00105S-SWY-115K-L__SW4-DIS | LINE SW4 DISCONNECTS | GS T&D PRODUCTS LIMITED | 71391001 | ADB-E | 044058 | INST | 1 | LINE SW4 | [5 empty] | STANDARD |  |  |  | DISCONNECT | 0 | LINE SW4 |  |  |  |  | 2620 | [7 empty] | DIS |  |  |  | 51630 | 044058 | data not found | DIS005 |  |  | AIR
| 11394847 | 89-179 MANUAL DISCONNECT | 2620 | Seven Sisters G.S. | 00105H-BPE-USY-U06-DIS | UNIT 6 DISCONNECT | GS T&D PRODUCTS LIMITED | 71089008 | ADB-E | 044070 | INST | 1 | UNIT 6 | [5 empty] | STANDARD |  |  |  | DISCONNECT | 0 | UNIT 6 |  |  |  |  | 2620 | [7 empty] | DIS |  |  |  | 51630 | 044070 | data not found | DIS001 |  |  | AIR
| 11394848 | 89-183 MANUAL GROUND DISCONNECT | 2620 | Seven Sisters G.S. | 00105S-SWY-115K-L__SW4-DIS | LINE SW4 DISCONNECTS | GS T&D PRODUCTS LIMITED | 71391001 | CGS-E | 043983 | INST | 1 | LINE SW4 | [5 empty] | STANDARD |  |  |  | DISCONNECT | 0 | LINE SW4 |  |  |  |  | 2620 | [7 empty] | DIS |  |  |  | 51630 | 043983 | data not found | DIS002 |  |  | AIR
| 11394850 | 89-186 MANUAL DISCONNECT | 2620 | Seven Sisters G.S. | 00105H-BPE-USY-U06-DIS | UNIT 6 DISCONNECT | GS T&D PRODUCTS LIMITED | 71089009 | ADB-E | 049719 | INST | 1 | UNIT 6 | [5 empty] | STANDARD |  |  |  | DISCONNECT | 0 | UNIT 6 |  |  |  |  | 2620 | [7 empty] | DIS |  |  |  | 51630 | 049719 | data not found | DIS001 |  |  | AIR
| 11394851 | 89-193 MANUAL DISCONNECT | 2620 | Seven Sisters G.S. | 00105S-SWY-115K-BUSCOM-DIS | 115KV SWITCHYARD DISCONNECTS | CLEAVELAND/PRICE INC | 03J2502-0402 | DB-C | 044214 | INST | 1 | [6 empty] | STANDARD |  |  |  | DISCONNECT | 0 | [5 empty] | 2620 | [7 empty] | DIS |  |  |  | 51630 | 044214 | data not found | DIS005 |  |  | AIR
| 11394852 | 89-24 MANUAL GROUND DISCONNECT | 2620 | Seven Sisters G.S. | 00105S-SWY-115K-L_SG12-DIS | LINE SG12 DISCONNECTS | EASTERN POWER DEVICES LTD ITE | 19980 | REQ | 041436 | INST | 1 | LINE SG12 | [5 empty] | STANDARD |  |  |  | DISCONNECT | 0 | LINE SG12 |  |  |  |  | 2620 | [7 empty] | DIS |  |  |  | 51630 | 041436 | data not found | DIS002 |  |  | AIR
| 11394854 | 89-27 MANUAL DISCONNECT | 2620 | Seven Sisters G.S. | 00105H-BPE-USY-U01-DIS | UNIT 1 DISCONNECT |  | REQ | REQ | 049689 | INST | 1 | UNIT 1 | [5 empty] | STANDARD |  |  |  | DISCONNECT | 0 | UNIT 1 |  |  |  |  | 2620 | [7 empty] | DIS |  |  |  | 51630 | 049689 | data not found | DIS001 |  |  | AIR
| 11394855 | 89-32 MANUAL DISCONNECT | 2620 | Seven Sisters G.S. | 00105S-SWY-115K-BUSCOM-DIS | 115KV SWITCHYARD DISCONNECTS |  | REQ | REQ | 044217 | INST | 1 | [6 empty] | STANDARD |  |  |  | DISCONNECT | 0 | [5 empty] | 2620 | [7 empty] | DIS |  |  |  | 51630 | 044217 | data not found | DIS001 |  |  | AIR
| 11394856 | 89-37 MANUAL DISCONNECT | 2620 | Seven Sisters G.S. | 00105S-SWY-115K-BUSCOM-DIS | 115KV SWITCHYARD DISCONNECTS |  | REQ | REQ | 044208 | INST | 1 | [6 empty] | STANDARD |  |  |  | DISCONNECT | 0 | [5 empty] | 2620 | [7 empty] | DIS |  |  |  | 51630 | 044208 | data not found | DIS001 |  |  | AIR
| 11394858 | 89-53 MANUAL DISCONNECT | 2620 | Seven Sisters G.S. | 00105S-SWY-115K-L__SW3-DIS | LINE SW3 DISCONNECTS |  | REQ | REQ | 041667 | INST | 1 | LINE SW3 | [5 empty] | STANDARD |  |  |  | DISCONNECT | 0 | LINE SW3 |  |  |  |  | 2620 | [7 empty] | DIS |  |  |  | 51630 | 041667 | data not found | DIS001 |  |  | AIR
| 11394859 | 89-54 MANUAL DISCONNECT | 2620 | Seven Sisters G.S. | 00105S-SWY-115K-BUSCOM-DIS | 115KV SWITCHYARD DISCONNECTS |  | REQ | REQ | 041658 | INST | 1 | [6 empty] | STANDARD |  |  |  | DISCONNECT | 0 | [5 empty] | 2620 | [7 empty] | DIS |  |  |  | 51630 | 041658 | data not found | DIS001 |  |  | AIR
| 11394860 | 89-63 MANUAL GROUND DISCONNECT | 2620 | Seven Sisters G.S. | 00105S-SWY-115K-L__SW3-DIS | LINE SW3 DISCONNECTS | EASTERN POWER DEVICES LTD ITE | 19982 | REQ | 041703 | INST | 1 | LINE SW3 | [5 empty] | STANDARD |  |  |  | DISCONNECT | 0 | LINE SW3 |  |  |  |  | 2620 | [7 empty] | DIS |  |  |  | 51630 | 041703 | data not found | DIS002 |  |  | AIR
| 11394862 | 89-66 MANUAL DISCONNECT | 2620 | Seven Sisters G.S. | 00105H-BPE-USY-U02-DIS | UNIT 2 DISCONNECT |  | REQ | REQ | 049695 | INST | 1 | UNIT 2 | [5 empty] | STANDARD |  |  |  | DISCONNECT | 0 | UNIT 2 |  |  |  |  | 2620 | [7 empty] | DIS |  |  |  | 51630 | 049695 | data not found | DIS001 |  |  | AIR
| 11394863 | 89-73 MANUAL DISCONNECT | 2620 | Seven Sisters G.S. | 00105S-SWY-115K-L__SW2-DIS | LINE SW2 DISCONNECTS |  | REQ | REQ | 043398 | INST | 1 | LINE SW2 | [5 empty] | STANDARD |  |  |  | DISCONNECT | 0 | LINE SW2 |  |  |  |  | 2620 | [7 empty] | DIS |  |  |  | 51630 | 043398 | data not found | DIS001 |  |  | AIR
| 11394864 | 89-74 MANUAL DISCONNECT | 2620 | Seven Sisters G.S. | 00105S-SWY-115K-BUSCOM-DIS | 115KV SWITCHYARD DISCONNECTS |  | REQ | REQ | 043404 | INST | 1 | [6 empty] | STANDARD |  |  |  | DISCONNECT | 0 | [5 empty] | 2620 | [7 empty] | DIS |  |  |  | 51630 | 043404 | data not found | DIS001 |  |  | AIR
| 11394865 | 89-83 MANUAL GROUND DISCONNECT | 2620 | Seven Sisters G.S. | 00105S-SWY-115K-L__SW2-DIS | LINE SW2 DISCONNECTS | EASTERN POWER DEVICES LTD ITE | 19983 | REQ | 043425 | INST | 1 | LINE SW2 | [5 empty] | STANDARD |  |  |  | DISCONNECT | 0 | LINE SW2 |  |  |  |  | 2620 | [7 empty] | DIS |  |  |  | 51630 | 043425 | data not found | DIS002 |  |  | AIR
| 11394867 | 89-86 MANUAL DISCONNECT | 2620 | Seven Sisters G.S. | 00105H-BPE-USY-U03-DIS | UNIT 3 DISCONNECT |  | REQ | REQ | 049704 | INST | 1 | UNIT 3 | [5 empty] | STANDARD |  |  |  | DISCONNECT | 0 | UNIT 3 |  |  |  |  | 2620 | [7 empty] | DIS |  |  |  | 51630 | 049704 | data not found | DIS001 |  |  | AIR
| 11394868 | 89-94 MANUAL DISCONNECT | 2620 | Seven Sisters G.S. | 00105S-SWY-115K-BUSCOM-DIS | 115KV SWITCHYARD DISCONNECTS |  | REQ | REQ | 044205 | INST | 1 | [6 empty] | STANDARD |  |  |  | DISCONNECT | 0 | [5 empty] | 2620 | [7 empty] | DIS |  |  |  | 51630 | 044205 | data not found | DIS001 |  |  | AIR
| 11394869 | 89-LA SG12 MANUAL DISCONNECT | 2620 | Seven Sisters G.S. | 00105S-SWY-115K-L_SG12-DIS | LINE SG12 DISCONNECTS |  | REQ | REQ | 041454 | INST | 1 | LINE SG12 | [5 empty] | STANDARD |  |  |  | DISCONNECT | 0 | LINE SG12 |  |  |  |  | 2620 | [7 empty] | DIS |  |  |  | 51630 | 041454 | data not found | DIS001 |  |  | AIR
| 11394870 | 89-NPT MANUAL DISCONNECT | 2620 | Seven Sisters G.S. | 00105S-SWY-115K-BUSCOM-DIS | 115KV SWITCHYARD DISCONNECTS |  | REQ | REQ | 044559 | INST | 1 | [6 empty] | STANDARD |  |  |  | DISCONNECT | 0 | [5 empty] | 2620 | [7 empty] | DIS |  |  |  | 51630 | 044559 | data not found | DIS001 |  |  | AIR
| 11394871 | 89-SPT MANUAL DISCONNECT | 2620 | Seven Sisters G.S. | 00105S-SWY-115K-BUSCOM-DIS | 115KV SWITCHYARD DISCONNECTS |  | REQ | REQ | 044565 | INST | 1 | [6 empty] | STANDARD |  |  |  | DISCONNECT | 0 | [5 empty] | 2620 | [7 empty] | DIS |  |  |  | 51630 | 044565 | data not found | DIS001 |  |  | AIR
| 11715867 | 95 HP DEWATERING PUMP #3 | 2620 | Seven Sisters G.S. | 00105H-BPU-TUR-WSD-DWT | GENERATION UNITS DEWATERING SYSTEM | GORMAN-RUPP | 1686293N | S8A1-E95 | NEW | INST | 1 | [6 empty] | STANDARD |  |  |  | PUMP | 0 | [5 empty] | 2620 | [7 empty] | PMP |  |  |  | 76800 | NEW | LUBRICATION |  |  |  | OIL
| 11395067 | 95 HP DEWATERING PUMP #3 - OLD | 2620 | Seven Sisters G.S. |  |  | GORMAN-RUPP OF CANADA LTD | 379919 | S8A1 | 050412 | AVLB DLFL INAC | 1 |  |  |  | 05-58-78 | PUMP WATER GORMAN-RUPP S8A1 |  | STANDARD |  |  |  | PUMP | 0 | [5 empty] | 2620 | [7 empty] | PMP |  |  |  | 70200 | 050412 | LUBRICATION |  |  |  | OIL | LITRES | 5 | LITRES |  | YES | data not found
| 11394872 | 95 HP DEWATERING PUMP #4 | 2620 | Seven Sisters G.S. |  |  | GORMAN-RUPP OF CANADA LTD | 85062 | S8A1 | 094413 | AVLB DLFL INAC | 1 | [6 empty] | STANDARD |  |  |  | PUMP | 0 | [5 empty] | 2620 | [7 empty] | PMP |  |  |  | 70200 | 094413 | LUBRICATION |  |  |  | OIL
| 11827451 | 95 HP DEWATERING PUMP #4 | 2620 | Seven Sisters G.S. | 00105H-BPU-TUR-WSD-DWT | GENERATION UNITS DEWATERING SYSTEM | GORMAN-RUPP OF CANADA LTD | 1748782N | S8A1-E95 575/3 |  | INST | 1 | [6 empty] | STANDARD |  |  | CA | PUMP | 0 | [5 empty] | 2620 | [7 empty] | PMP |  |  |  | 70200 |  | LUBRICATION |  |  |  | OIL
| 11394873 | ABRASIVE BLAST CABINET | 2620 | Seven Sisters G.S. | 00105H-BPA-SEQ | STATION/SHOP EQUIPMENT |  |  |  | 156611 | INST | 1 | [6 empty] | STANDARD |  |  |  | SANDBLASTER | 0 | [5 empty] | 2620 | [7 empty] | SDB |  |  |  | 76600 | 156611 | data not found
| 11394874 | AIR BREAKER S#1479211 | 2620 | Seven Sisters G.S. | 00105H-BPE-ACD-STS-S01-C09 | 2.3KV CELL 9 -SPARE | CANADIAN WESTINGHOUSE CO. LTD. | 1479211 | 50-DH-150-D | 044910 | INST | 1 | SS 1 | [5 empty] | STANDARD |  |  |  | CIRCUIT BREAKER | 0 | STATION SERVICE 1 |  |  |  |  | 2620 |  |  | 1957-01-01 |  |  |  |  | CBK |  |  |  | 52500 | 044910 | data not found | [10 empty] | YES | BREAKER, STATION SERVICE | BREAKERS | YES | data not found
| 11394875 | AIR BREAKER S#1479212 | 2620 | Seven Sisters G.S. | 00105H-BPE-ACD-STS-S01-C01 | 2.3KV CELL 1 -FEEDS SERVICE BANK 9 (SS1) | CANADIAN WESTINGHOUSE CO. LTD. | 1479212 | 50-DH-150-D | 044928 | INST | 1 | SS 1 | [5 empty] | STANDARD |  |  |  | CIRCUIT BREAKER | 0 | STATION SERVICE 1 |  |  |  |  | 2620 |  |  | 1957-01-01 |  |  |  |  | CBK |  |  |  | 52500 | 044928 | data not found | [10 empty] | YES | BREAKER, STATION SERVICE | BREAKERS | YES | data not found
| 11394876 | AIR BREAKER S#1479213 | 2620 | Seven Sisters G.S. | 00105H-BPE-ACD-STS-S01-C06 | 2.3KV CELL 6 -FEEDS 2.3KV BUS FROM BK7 | CANADIAN WESTINGHOUSE CO. LTD. | 1479213 | 50-DH-150-D | 044943 | INST | 1 | SS 1 | [5 empty] | STANDARD |  |  |  | CIRCUIT BREAKER | 0 | STATION SERVICE 1 |  |  |  |  | 2620 |  |  | 1957-01-01 |  |  |  |  | CBK |  |  |  | 52500 | 044943 | data not found | [10 empty] | YES | BREAKER, STATION SERVICE | BREAKERS | NO | data not found
| 11394877 | AIR BREAKER S#1479214 | 2620 | Seven Sisters G.S. | 00105H-BPE-ACD-STS-S01-C11 | 2.3KV CELL 11 -SPARE | CANADIAN WESTINGHOUSE CO. LTD. | 1479214 | 50-DH-150-D | 044961 | INST | 1 | SS 1 | [5 empty] | STANDARD |  |  |  | CIRCUIT BREAKER | 0 | STATION SERVICE 1 |  |  |  |  | 2620 |  |  | 1957-01-01 |  |  |  |  | CBK |  |  |  | 52500 | 044961 | data not found | [10 empty] | YES | BREAKER, STATION SERVICE | BREAKERS | YES | data not found
| 11394878 | AIR BREAKER S#1479215 | 2620 | Seven Sisters G.S. | 00105H-BPE-ACD-STS-S01-C08 | 2.3KV CELL 8 -FEEDS MICROWAVE BUILDING | CANADIAN WESTINGHOUSE CO. LTD. | 1479215 | 50-DH-150-D | 044916 | INST | 1 | SS 1 | [5 empty] | STANDARD |  |  |  | CIRCUIT BREAKER | 0 | STATION SERVICE 1 |  |  |  |  | 2620 |  |  | 1957-01-01 |  |  |  |  | CBK |  |  |  | 52500 | 044916 | data not found | [10 empty] | YES | BREAKER, STATION SERVICE | BREAKERS | YES | data not found
| 11394879 | AIR BREAKER S#1479216 | 2620 | Seven Sisters G.S. | 00105H-BPE-ACD-STS-S01-C10 | 2.3KV CELL 10 -SPARE | CANADIAN WESTINGHOUSE CO. LTD. | 1479216 | 50-DH-150-D | 044937 | INST | 1 | SS 1 | [5 empty] | STANDARD |  |  |  | CIRCUIT BREAKER | 0 | STATION SERVICE 1 |  |  |  |  | 2620 |  |  | 1957-01-01 |  |  |  |  | CBK |  |  |  | 52500 | 044937 | data not found | [10 empty] | YES | BREAKER, STATION SERVICE | BREAKERS | YES | data not found
| 11394880 | AIR BREAKER S#1479217 | 2620 | Seven Sisters G.S. | 00105H-BPE-ACD-STS-S01-C02 | 2.3KV CELL 2 -HOUSE UNIT BREAKER | CANADIAN WESTINGHOUSE CO. LTD. | 1479217 | 50-DH-150-D | 044955 | INST | 1 | SS 1 | [5 empty] | STANDARD |  |  |  | CIRCUIT BREAKER | 0 | STATION SERVICE 1 |  |  |  |  | 2620 |  |  | 1957-01-01 |  |  |  |  | CBK |  |  |  | 52500 | 044955 | data not found | [10 empty] | YES | BREAKER, STATION SERVICE | BREAKERS | YES | data not found
| 11394881 | AIR BREAKER S#1479218 | 2620 | Seven Sisters G.S. | 00105H-BPE-ACD-STS-S01-C07 | 2.3KV CELL 7 -FEEDS SERVICE BANK 8 (SS2) | CANADIAN WESTINGHOUSE CO. LTD. | 1479218 | 50-DH-150-D | 044922 | INST | 1 | SS 1 | [5 empty] | STANDARD |  |  |  | CIRCUIT BREAKER | 0 | STATION SERVICE 1 |  |  |  |  | 2620 |  |  | 1957-01-01 |  |  |  |  | CBK |  |  |  | 52500 | 044922 | data not found | [10 empty] | YES | BREAKER, STATION SERVICE | BREAKERS | YES | data not found
| 11394882 | AIR BREAKER S#1479246 | 2620 | Seven Sisters G.S. | 00105H-BPE-ACD-STS-S01-C04 | 2.3KV CELL 4 -2.3KV BUS TIE | CANADIAN WESTINGHOUSE CO. LTD. | 1479246 | 50-DH-150-D | 044949 | INST | 1 | SS 1 | [5 empty] | STANDARD |  |  |  | CIRCUIT BREAKER | 0 | STATION SERVICE 1 |  |  |  |  | 2620 |  |  | 1957-01-01 |  |  |  |  | CBK |  |  |  | 52500 | 044949 | data not found | [10 empty] | YES | BREAKER, STATION SERVICE | BREAKERS | NO | data not found
| 11394883 | AIR BREAKER S#1600374 | 2620 | Seven Sisters G.S. | 00105H-BPE-ACD-PWC-PC1-C1 | SS1 CELL 52-SS1 - FEEDS 600V BUS SS1 | UNELEC | 1600374 | CNX2 | 046647 | INST | 1 | [6 empty] | STANDARD |  |  |  | CIRCUIT BREAKER | 0 | [5 empty] | 2620 | [7 empty] | CBK |  |  |  | 52640 | 046647 | data not found
| 11394884 | AIR BREAKER S#1600375 | 2620 | Seven Sisters G.S. | 00105H-BPE-ACD-PWC-PC2-C1 | SS2 CELL 52-SS2 - FEEDS 600V BUS SS2 | UNELEC | 1600375 | CNX2 | 046650 | INST | 1 | [6 empty] | STANDARD |  |  |  | CIRCUIT BREAKER | 0 | [5 empty] | 2620 | [7 empty] | CBK |  |  |  | 52640 | 046650 | data not found
| 11394885 | AIR BREAKER S#1600376 | 2620 | Seven Sisters G.S. | 00105H-BPE-ACD-PWC-PC2-C2 | SS2 CELL 52-SS201 - ON LOAD BUS TIE | UNELEC | 1600376 | CNX2 | 046638 | INST | 1 | [6 empty] | STANDARD |  |  |  | CIRCUIT BREAKER | 0 | [5 empty] | 2620 | [7 empty] | CBK |  |  |  | 52600 | 046638 | data not found
| 11394886 | AIR BREAKER S#800381 | 2620 | Seven Sisters G.S. | 00105H-BPE-ACD-PWC-PC1-C13 | SS1 CELL 52-13 - DP13 (HGT GALLERY) | UNELEC | 800381 | CNX2 | 046455 | INST | 1 | [6 empty] | STANDARD |  |  |  | CIRCUIT BREAKER | 0 | [5 empty] | 2620 | [7 empty] | CBK |  |  |  | 52640 | 046455 | data not found
| 11394887 | AIR BREAKER S#800382 | 2620 | Seven Sisters G.S. | 00105H-BPE-ACD-PWC-PC2-C22 | SS2 CELL 52-22 - DP22 (CABLE ROOM) | UNELEC | 800382 | CNX2 | 046548 | INST | 1 | [6 empty] | STANDARD |  |  |  | CIRCUIT BREAKER | 0 | [5 empty] | 2620 | [7 empty] | CBK |  |  |  | 52640 | 046548 | data not found
| 11394888 | AIR BREAKER S#800383 | 2620 | Seven Sisters G.S. | 00105H-BPE-ACD-PWC-PC2-C21 | SS2 CELL 52-21 - DP21 (GEN CBK FLOOR) | UNELEC | 800383 | CNX2 | 046500 | INST | 1 | [6 empty] | STANDARD |  |  |  | CIRCUIT BREAKER | 0 | [5 empty] | 2620 | [7 empty] | CBK |  |  |  | 52640 | 046500 | data not found
| 11394889 | AIR BREAKER S#800384 | 2620 | Seven Sisters G.S. | 00105H-BPE-ACD-PWC-PC1-C11 | SS1 CELL 52-11 - FEEDS ESP11 | UNELEC | 800384 | CNX2 | 046425 | INST | 1 | [6 empty] | STANDARD |  |  |  | CIRCUIT BREAKER | 0 | [5 empty] | 2620 | [7 empty] | CBK |  |  |  | 52640 | 046425 | data not found
| 11394890 | AIR BREAKER S#800385 | 2620 | Seven Sisters G.S. | 00105H-BPE-ACD-PWC-PC2-C24 | SS2 CELL 52-24 - DP24 (AIR DUCT) | UNELEC | 800385 | CNX2 | 046569 | INST | 1 | [6 empty] | STANDARD |  |  |  | CIRCUIT BREAKER | 0 | [5 empty] | 2620 | [7 empty] | CBK |  |  |  | 52640 | 046569 | data not found
| 11394891 | AIR BREAKER S#800386 | 2620 | Seven Sisters G.S. | 00105H-BPE-ACD-PWC-PC1-C14 | SS1 CELL 52-14 - SPARE | UNELEC | 800386 | CNX2 | 046470 | INST | 1 | [6 empty] | STANDARD |  |  |  | CIRCUIT BREAKER | 0 | [5 empty] | 2620 | [7 empty] | CBK |  |  |  | 52640 | 046470 | data not found
| 11394892 | AIR BREAKER S#800387 | 2620 | Seven Sisters G.S. | 00105H-BPE-ACD-PWC-PC1-C12 | SS1 CELL 52-12 - DP12 (CABLE ROOM) | UNELEC | 800387 | CNX2 | 046452 | INST | 1 | [6 empty] | STANDARD |  |  |  | CIRCUIT BREAKER | 0 | [5 empty] | 2620 | [7 empty] | CBK |  |  |  | 52640 | 046452 | data not found
| 11394893 | AIR BREAKER S#800388 | 2620 | Seven Sisters G.S. | 00105H-BPE-ACD-PWC-PC1-C15 | SS1 CELL 52-15 - DP15 (AIR DUCT) | UNELEC | 800388 | CNX2 | 046473 | INST | 1 | [6 empty] | STANDARD |  |  |  | CIRCUIT BREAKER | 0 | [5 empty] | 2620 | [7 empty] | CBK |  |  |  | 52640 | 046473 | data not found
| 11394894 | AIR BREAKER S#800389 | 2620 | Seven Sisters G.S. | 00105H-BPE-ACD-PWC-PC2-C25 | SS2 CELL 52-25 - ESP11/DP25(CABLE RM) | UNELEC | 800389 | CNX2 | 046629 | INST | 1 | [6 empty] | STANDARD |  |  |  | CIRCUIT BREAKER | 0 | [5 empty] | 2620 | [7 empty] | CBK |  |  |  | 52640 | 046629 | data not found
| 11394895 | AIR BREAKER S#800390 | 2620 | Seven Sisters G.S. | 00105H-BPE-ACD-PWC-PC2-C23 | SS1 CELL 52-23 - DP23 (GATE ROOM) | UNELEC | 800390 | CNX2 | 046551 | INST | 1 | [6 empty] | STANDARD |  |  |  | CIRCUIT BREAKER | 0 | [5 empty] | 2620 | [7 empty] | CBK |  |  |  | 52640 | 046551 | data not found
| 11394896 | AIR BREAKER S#800391 | 2620 | Seven Sisters G.S. | 00105H-BPE-ACD-PWC-PC2-C26 | SS2 CELL 52-26 - FEEDS SPILLWAY | UNELEC | 800391 | CNX2 | 046632 | INST | 1 | [6 empty] | STANDARD |  |  |  | CIRCUIT BREAKER | 0 | [5 empty] | 2620 | [7 empty] | CBK |  |  |  | 52640 | 046632 | data not found
| 11394897 | AIR TUNNEL VACUUM | 2620 | Seven Sisters G.S. | 00105H-BPA-SEQ | STATION/SHOP EQUIPMENT | VACUFLO MANITOBA | 001LL604 | 960 | 162937 | INST | 1 | [6 empty] | STANDARD |  |  |  | VACUUM | 0 | [5 empty] | 2620 | [7 empty] | VAC |  |  |  | 75800 | 162937 | data not found
| 11394898 | ANN SUPPLY 250VDC TO 48VDC CONVERTER | 2620 | Seven Sisters G.S. | 00105H-BPE-DCD-D48 | 48VDC DISTRIBUTION SYSTEM | ABSOPULSE ELECTRONICS LTD | W9641001 | BR4U-250/48-23-R2711 | 141875 | INST | 1 | [6 empty] | STANDARD |  |  |  | CONVERTER | 0 | [5 empty] | 2620 | [7 empty] | CVR |  |  |  | 55370 | 141875 | data not found
| 11394899 | AUX EQ RM AIR CONDITIONER HVAC | 2620 | Seven Sisters G.S. | 00105H-BAS-PLB-PWH-HVC-ACS | POWERHOUSE HVAC -AC SYSTEMS | MITSUBISHI ELECTRIC CORP. |  |  | 141907 | INST | 1 | [6 empty] | STANDARD |  |  |  | AIR CONDITIONER | 0 | [5 empty] | 2620 | [7 empty] | ACS |  |  |  | 74300 | 141907 | COOLING |  |  |  | FREON | OUNCES |  |  |  | NO | data not found
| 11394900 | BANK 7 115KV INDOOR OPEN BUSWORK | 2620 | Seven Sisters G.S. | 00105H-BPE-ACD-STS-S01-BUS | STN SERVICE BUS |  |  |  | 124671 | INST | 1 | SS 1 | [5 empty] | STANDARD |  |  |  | BUS | 0 | STATION SERVICE 1 |  |  |  |  | 2620 | [7 empty] | BUS |  |  |  | 51670 | 124671 | data not found | BUS002
| 11394901 | BANK 7 TRANSFORMER DELUGE SYSTEM | 2620 | Seven Sisters G.S. | 00105H-BPA-FPS-FWS-DST-DLG | FIRE WATER DELUGE SYSTEM |  |  |  | 072492 | INST | 1 | SS BK 7 | FIRE |  |  |  |  | STANDARD |  |  |  | DELUGE | 0 | STATION SERVICE BANK 7 |  |  |  |  | 2620 | [7 empty] | DLG |  |  |  | 78200 | 072492 | data not found
| 11394902 | BATT RM A AIR CONDITIONER HVAC | 2620 | Seven Sisters G.S. | 00105H-BAS-PLB-PWH-HVC-ACS | POWERHOUSE HVAC -AC SYSTEMS | MITSUBISHI ELECTRIC CORP. |  |  | 141908 | INST | 1 | [6 empty] | STANDARD |  |  |  | AIR CONDITIONER | 0 | [5 empty] | 2620 | [7 empty] | ACS |  |  |  | 74300 | 141908 | COOLING |  |  |  | FREON | OUNCES |  |  |  | NO | data not found
| 11394903 | BATT RM B AIR CONDITIONER HVAC | 2620 | Seven Sisters G.S. | 00105H-BAS-PLB-PWH-HVC-ACS | POWERHOUSE HVAC -AC SYSTEMS | MITSUBISHI ELECTRIC CORP. | AC: 93A01595B CON:05U03134C |  | 145818 | INST | 1 | [6 empty] | STANDARD |  |  |  | AIR CONDITIONER | 0 | [5 empty] | 2620 | [7 empty] | ACS |  |  |  | 74300 | 145818 | COOLING |  |  |  | FREON | OUNCES |  |  |  | NO | data not found
| 11394904 | BATTERY ROOM A EYEWASH STATION | 2620 | Seven Sisters G.S. | 00105H-BPA-SAF-EYS | EYE WASH STATIONS | FENDALL COMP (EYESALINE) |  | PUREFLOW 1000 | 145118 | INST | 1 |  |  |  | 05-99-53 | SPERIAN/FENDALL SALINE EYEWASH STATION |  | STANDARD |  |  |  | EYEWASH STATION | 0 | [5 empty] | 2620 | [7 empty] | EYS |  |  |  | 76880 | 145118 | data not found | DCEW03
| 11394905 | BATTERY ROOM B EYEWASH STATION | 2620 | Seven Sisters G.S. | 00105H-BPA-SAF-EYS | EYE WASH STATIONS | FENDALL COMP (EYESALINE) |  | PUREFLOW 1000 | 145119 | INST | 1 |  |  |  | 05-99-53 | SPERIAN/FENDALL SALINE EYEWASH STATION |  | STANDARD |  |  |  | EYEWASH STATION | 0 | [5 empty] | 2620 | [7 empty] | EYS |  |  |  | 76880 | 145119 | data not found | DCEW03
| 11756732 | BULK PETROLEUM DIESEL FUEL STORAGE TANK | 2620 | Seven Sisters G.S. | 00105H-BPA-FSP | STATION FUEL SUPPLY | REQ | REQ | REQ | NEW | INST | 1 |  | PTSC |  |  |  |  | STANDARD |  |  |  | TANK | 0 | [5 empty] | 2620 | [7 empty] | TNK |  |  |  | 78110 | NEW | OTHER |  |  |  | FUEL | LITRES |  |  |  |  | data not found
| 11822074 | CALDWELL ADJUSTABLE PALLET LIFTER | 2620 | Seven Sisters G.S. | 00105H-BPA-CRN-LFT | STATION CRANES LIFTING DEVICES | CALDWELL | 88978 | CAG90ACL-2-42-AD | NEW | INST | 1 |  | CRANE |  |  |  |  | STANDARD |  |  | US | WELL | 0 | [5 empty] | 2620 | [7 empty] | WEL |  |  |  |  | NEW
| 11394906 | CARPENTER SHOP BENCH GRINDER | 2620 | Seven Sisters G.S. | 00105H-BPA-SEQ | STATION/SHOP EQUIPMENT | REQ | REQ | REQ | 162720 | INST | 1 | [5 empty] | 1994-04-26 | STANDARD |  |  |  | GRINDER | 0 | [5 empty] | 2620 | [7 empty] | GRI |  |  |  | 76600 | 162720 | data not found
| 11394907 | CARPENTER SHOP JOINTER | 2620 | Seven Sisters G.S. | 00105H-BPA-SEQ | STATION/SHOP EQUIPMENT | REQ | REQ | REQ | 162343 | INST | 1 | [6 empty] | STANDARD |  |  |  | JOINTER | 0 | [5 empty] | 2620 | [7 empty] | JNT |  |  |  | 76600 | 162343 | data not found
| 11394908 | CARPENTER SHOP TABLE SAW | 2620 | Seven Sisters G.S. | 00105H-BPA-SEQ | STATION/SHOP EQUIPMENT | DELTA ROCKWELL |  |  | 162342 | INST | 1 | [6 empty] | STANDARD |  |  |  | SAW | 0 | [5 empty] | 2620 | [7 empty] | SAW |  |  |  | 76600 | 162342 | data not found | [6 empty] | LITRES
| 11395223 | CENTER SLUICEWAY GATES STOPLOGS | 2620 | Seven Sisters G.S. | 00105H-WSD-SPW-SLG | SPILLWAY STOP LOGS | BRIDGE AND TANK WESTERN LTD |  |  | 033630 | INST | 1 | [6 empty] | STANDARD |  |  |  | GATE | 0 | [5 empty] | 2620 | [7 empty] | GTE |  |  | 1-00105-E-02604 0001 | 76450 | 033630 | data not found
| 11394909 | CENTER WALL TRANSFER FAN | 2620 | Seven Sisters G.S. | 00105H-BAS-PLB-PWH-HVC-VEN-TRF | POWERHOUSE HVAC - TRANSFER FANS |  |  |  | 047829 | INST | 1 | [6 empty] | STANDARD |  |  |  | FAN | 0 | [5 empty] | 2620 | [7 empty] | FAN |  |  |  | 74210 | 047829 | data not found
| 11394910 | CHLORINATION WATER SYSTEM | 2620 | Seven Sisters G.S. | 00105H-BPA-SWS-DMW | DOMESTIC WATER SYSTEM |  |  |  | 154828 | INST | 1 | [6 empty] | STANDARD |  |  |  | WATER PURIFIER SYS | 0 | [5 empty] | 2620 | [7 empty] | WPS |  |  |  | 72000 | 154828
| 11396977 | COM ROOM DELUGE AIR COMPRESSOR | 2620 | Seven Sisters G.S. | 00105H-BPA-FPS-FWS-DST-SPR-DRY | FIRE WATER DRY PIPE SPRINKLER SYSTEM | SPEEDAIRE | 11535 | 4B227E(AGM05) | 155503 | ASEQ | 1 | [6 empty] | STANDARD |  |  |  | COMPRESSOR | 0 | [5 empty] | 2620 |  |  |  | 11394911 | COM ROOM DRY PIPE SPRINKLER SYSTEM |  |  | CMP |  |  |  | 75100 | 155503 | [7 empty] | LITRES
| 11394918 | COOLING WATER DISTRIBUTION PIPE | 2620 | Seven Sisters G.S. | 00105H-BPA-SWS-RWS | RAW WATER SYSTEM |  |  |  | 042969 | INST | 1 | [6 empty] | STANDARD |  |  |  | PIPE | 0 | [5 empty] | 2620 | [7 empty] | PIP |  |  |  | 72100 | 042969 | data not found
| 11394919 | COOLING WATER STRAINER 1 | 2620 | Seven Sisters G.S. | 00105H-BPA-SWS-RWS | RAW WATER SYSTEM | ELLIOT COMPANY | M-0041-1 | KB | 034617 | INST | 1 | [6 empty] | STANDARD |  |  |  | STRAINER | 0 | [5 empty] | 2620 | [7 empty] | STR |  |  |  | 72150 | 034617 | data not found | STRBSK01 | STR | BSK
| 11394920 | COOLING WATER STRAINER 2 | 2620 | Seven Sisters G.S. | 00105H-BPA-SWS-RWS | RAW WATER SYSTEM | ELLIOT COMPANY | M-0041-2 | KB | 034620 | INST | 1 | [6 empty] | STANDARD |  |  |  | STRAINER | 0 | [5 empty] | 2620 | [7 empty] | STR |  |  |  | 72150 | 034620 | data not found | STRBSK01 | STR | BSK
| 11394993 | CT401 A CURRENT TRANSFORMER | 2620 | Seven Sisters G.S. |  |  | REQ | REQ | REQ | 156278 | AVLB DLFL INAC | 1 | [6 empty] | STANDARD |  |  |  | CURRENT TRANSFORMER | 0 | [5 empty] | 2620 | [7 empty] | CTX |  |  |  | 52250 | 156278 | data not found | PCSCT04
| 11394994 | CT401 B CURRENT TRANSFORMER | 2620 | Seven Sisters G.S. |  |  | REQ | REQ | REQ | 156279 | AVLB DLFL INAC | 1 | [6 empty] | STANDARD |  |  |  | CURRENT TRANSFORMER | 0 | [5 empty] | 2620 | [7 empty] | CTX |  |  |  | 52250 | 156279 | data not found | PCSCT04
| 11394995 | CT401 C CURRENT TRANSFORMER | 2620 | Seven Sisters G.S. |  |  | REQ | REQ | REQ | 156280 | AVLB DLFL INAC | 1 | [6 empty] | STANDARD |  |  |  | CURRENT TRANSFORMER | 0 | [5 empty] | 2620 | [7 empty] | CTX |  |  |  | 52250 | 156280 | data not found | PCSCT04
| 11394996 | CT402 A CURRENT TRANSFORMER | 2620 | Seven Sisters G.S. |  |  | TPM | W8794 | SP364-B | 156281 | AVLB DLFL INAC | 1 | [6 empty] | STANDARD |  |  |  | CURRENT TRANSFORMER | 0 | [5 empty] | 2620 | [7 empty] | CTX |  |  |  | 52250 | 156281 | data not found | PCSCT04
| 11394997 | CT402 A2 CURRENT TRANSFORMER | 2620 | Seven Sisters G.S. |  |  | REQ | REQ | REQ | 156284 | AVLB DLFL INAC | 1 | [6 empty] | STANDARD |  |  |  | CURRENT TRANSFORMER | 0 | [5 empty] | 2620 | [7 empty] | CTX |  |  |  | 52250 | 156284 | data not found | PCSCT04
| 11394998 | CT402 B CURRENT TRANSFORMER | 2620 | Seven Sisters G.S. |  |  | TPM | W8793 | SP364-B | 156282 | AVLB DLFL INAC | 1 | [6 empty] | STANDARD |  |  |  | CURRENT TRANSFORMER | 0 | [5 empty] | 2620 | [7 empty] | CTX |  |  |  | 52250 | 156282 | data not found | PCSCT04
| 11394999 | CT402 B2 CURRENT TRANSFORMER | 2620 | Seven Sisters G.S. |  |  | REQ | REQ | REQ | 156285 | AVLB DLFL INAC | 1 | [6 empty] | STANDARD |  |  |  | CURRENT TRANSFORMER | 0 | [5 empty] | 2620 | [7 empty] | CTX |  |  |  | 52250 | 156285 | data not found | PCSCT04
| 11395000 | CT402 C CURRENT TRANSFORMER | 2620 | Seven Sisters G.S. |  |  | TPM | W8792 | SP364-B | 156283 | AVLB DLFL INAC | 1 | [6 empty] | STANDARD |  |  |  | CURRENT TRANSFORMER | 0 | [5 empty] | 2620 | [7 empty] | CTX |  |  |  | 52250 | 156283 | data not found | PCSCT04
| 11395001 | CT402 C2 CURRENT TRANSFORMER | 2620 | Seven Sisters G.S. |  |  | REQ | REQ | REQ | 156286 | AVLB DLFL INAC | 1 | [6 empty] | STANDARD |  |  |  | CURRENT TRANSFORMER | 0 | [5 empty] | 2620 | [7 empty] | CTX |  |  |  | 52250 | 156286 | data not found | PCSCT04
| 11395002 | CT403 A CURRENT TRANSFORMER | 2620 | Seven Sisters G.S. |  |  | POLYCAST | 64389-9 | PCW15 | 156287 | AVLB DLFL INAC | 1 | [6 empty] | STANDARD |  |  |  | CURRENT TRANSFORMER | 0 | [5 empty] | 2620 | [7 empty] | CTX |  |  |  | 52250 | 156287 | data not found | PCSCT04
| 11395003 | CT403 B CURRENT TRANSFORMER | 2620 | Seven Sisters G.S. |  |  | POLYCAST | 15158-5 | PCW15 | 156288 | AVLB DLFL INAC | 1 | [6 empty] | STANDARD |  |  |  | CURRENT TRANSFORMER | 0 | [5 empty] | 2620 | [7 empty] | CTX |  |  |  | 52250 | 156288 | data not found | PCSCT04
| 11395004 | CT403 C CURRENT TRANSFORMER | 2620 | Seven Sisters G.S. |  |  | POLYCAST | 15158-16 | PCW15 | 156289 | AVLB DLFL INAC | 1 | [6 empty] | STANDARD |  |  |  | CURRENT TRANSFORMER | 0 | [5 empty] | 2620 | [7 empty] | CTX |  |  |  | 52250 | 156289 | data not found | PCSCT04
| 11395005 | CT404 A CURRENT TRANSFORMER | 2620 | Seven Sisters G.S. |  |  | POLYCAST | 64366-7 | PCW15 | 156290 | AVLB DLFL INAC | 1 | [6 empty] | STANDARD |  |  |  | CURRENT TRANSFORMER | 0 | [5 empty] | 2620 | [7 empty] | CTX |  |  |  | 52250 | 156290 | data not found | PCSCT04
| 11395006 | CT404 B CURRENT TRANSFORMER | 2620 | Seven Sisters G.S. |  |  | POLYCAST | 15158-21 | PCW15 | 156291 | AVLB DLFL INAC | 1 | [6 empty] | STANDARD |  |  |  | CURRENT TRANSFORMER | 0 | [5 empty] | 2620 | [7 empty] | CTX |  |  |  | 52250 | 156291 | data not found | PCSCT04
| 11395007 | CT404 C CURRENT TRANSFORMER | 2620 | Seven Sisters G.S. |  |  | POLYCAST | 15158-3 | PCW15 | 156292 | AVLB DLFL INAC | 1 | [6 empty] | STANDARD |  |  |  | CURRENT TRANSFORMER | 0 | [5 empty] | 2620 | [7 empty] | CTX |  |  |  | 52250 | 156292 | data not found | PCSCT04
| 11395008 | CT405 A CURRENT TRANSFORMER | 2620 | Seven Sisters G.S. |  |  | POLYCAST | 64389-8 | PCW15 | 156293 | AVLB DLFL INAC | 1 | [6 empty] | STANDARD |  |  |  | CURRENT TRANSFORMER | 0 | [5 empty] | 2620 | [7 empty] | CTX |  |  |  | 52250 | 156293 | data not found | PCSCT04
| 11395009 | CT405 B CURRENT TRANSFORMER | 2620 | Seven Sisters G.S. |  |  | POLYCAST | 15158-17 | PCW15 | 156294 | AVLB DLFL INAC | 1 | [6 empty] | STANDARD |  |  |  | CURRENT TRANSFORMER | 0 | [5 empty] | 2620 | [7 empty] | CTX |  |  |  | 52250 | 156294 | data not found | PCSCT04
| 11395010 | CT405 C CURRENT TRANSFORMER | 2620 | Seven Sisters G.S. |  |  | POLYCAST | 15158-19 | PCW15 | 156295 | AVLB DLFL INAC | 1 | [6 empty] | STANDARD |  |  |  | CURRENT TRANSFORMER | 0 | [5 empty] | 2620 | [7 empty] | CTX |  |  |  | 52250 | 156295 | data not found | PCSCT04
| 11395011 | CT406 A CURRENT TRANSFORMER | 2620 | Seven Sisters G.S. |  |  | REQ | REQ | REQ | 156296 | AVLB DLFL INAC | 1 | [6 empty] | STANDARD |  |  |  | CURRENT TRANSFORMER | 0 | [5 empty] | 2620 | [7 empty] | CTX |  |  |  | 52250 | 156296 | data not found | PCSCT04
| 11395012 | CT406 B CURRENT TRANSFORMER | 2620 | Seven Sisters G.S. |  |  | REQ | REQ | REQ | 156297 | AVLB DLFL INAC | 1 | [6 empty] | STANDARD |  |  |  | CURRENT TRANSFORMER | 0 | [5 empty] | 2620 | [7 empty] | CTX |  |  |  | 52250 | 156297 | data not found | PCSCT04
| 11395013 | CT406 C CURRENT TRANSFORMER | 2620 | Seven Sisters G.S. |  |  | REQ | REQ | REQ | 156298 | AVLB DLFL INAC | 1 | [6 empty] | STANDARD |  |  |  | CURRENT TRANSFORMER | 0 | [5 empty] | 2620 | [7 empty] | CTX |  |  |  | 52250 | 156298 | data not found | PCSCT04
| 11395014 | CT407 A CURRENT TRANSFORMER | 2620 | Seven Sisters G.S. |  |  | REQ | REQ | REQ | 156299 | AVLB DLFL INAC | 1 | [6 empty] | STANDARD |  |  |  | CURRENT TRANSFORMER | 0 | [5 empty] | 2620 | [7 empty] | CTX |  |  |  | 52250 | 156299 | data not found | PCSCT04
| 11395015 | CT407 B CURRENT TRANSFORMER | 2620 | Seven Sisters G.S. |  |  | REQ | REQ | REQ | 156300 | AVLB DLFL INAC | 1 | [6 empty] | STANDARD |  |  |  | CURRENT TRANSFORMER | 0 | [5 empty] | 2620 | [7 empty] | CTX |  |  |  | 52250 | 156300 | data not found | PCSCT04
| 11395016 | CT407 C CURRENT TRANSFORMER | 2620 | Seven Sisters G.S. |  |  | REQ | REQ | REQ | 156301 | AVLB DLFL INAC | 1 | [6 empty] | STANDARD |  |  |  | CURRENT TRANSFORMER | 0 | [5 empty] | 2620 | [7 empty] | CTX |  |  |  | 52250 | 156301 | data not found | PCSCT04
| 11395021 | CT502 A2 CURRENT TRANSFORMER | 2620 | Seven Sisters G.S. |  |  | REQ | REQ | REQ | 156316 | AVLB DLFL INAC | 1 | [6 empty] | STANDARD |  |  |  | CURRENT TRANSFORMER | 0 | [5 empty] | 2620 | [7 empty] | CTX |  |  |  | 52250 | 156316 | data not found | PCSCT04
| 11395023 | CT502 B2 CURRENT TRANSFORMER | 2620 | Seven Sisters G.S. |  |  | REQ | REQ | REQ | 156317 | AVLB DLFL INAC | 1 | [6 empty] | STANDARD |  |  |  | CURRENT TRANSFORMER | 0 | [5 empty] | 2620 | [7 empty] | CTX |  |  |  | 52250 | 156317 | data not found | PCSCT04
| 11395025 | CT502 C2 CURRENT TRANSFORMER | 2620 | Seven Sisters G.S. |  |  | REQ | REQ | REQ | 156318 | AVLB DLFL INAC | 1 | [6 empty] | STANDARD |  |  |  | CURRENT TRANSFORMER | 0 | [5 empty] | 2620 | [7 empty] | CTX |  |  |  | 52250 | 156318 | data not found | PCSCT04
| 11397084 | DIESEL FIRE PUMP 24 VOLT CHARGER | 2620 | Seven Sisters G.S. | 00105H-BPA-FPS-FWS-PMP-DSL | DIESEL FIRE PUMPS | TORNATECH INC. | 902042 1/1 | FD 24-32 24-10 | 043071 | ASEQ | 1 | [6 empty] | STANDARD |  |  |  | CHARGER | 0 | [5 empty] | 2620 |  |  |  | 11397086 | DIESEL FIRE SYSTEM CONTROL |  |  | CHG |  |  |  | 55000 | 043071 | data not found
| 11397085 | DIESEL FIRE PUMP FUEL TANK | 2620 | Seven Sisters G.S. | 00105H-BPA-FPS-FWS-PMP-DSL | DIESEL FIRE PUMPS | WESTEEL LTD. |  |  | 123007 | ASEQ | 1 | [6 empty] | STANDARD |  |  |  | TANK | 0 | [5 empty] | 2620 |  |  |  | 11397133 | DIESEL FIRE WATER PUMP ENGINE |  |  | TNK |  |  |  | 78110 | 123007 | data not found
| 11395068 | DIESEL FIRE PUMP ROOM EYEWASH STATION | 2620 | Seven Sisters G.S. | 00105H-BPA-SAF-EYS | EYE WASH STATIONS | FENDALL COMP (EYESALINE) |  | PUREFLOW 1000 | 145121 | INST | 1 |  |  |  | 05-99-53 | SPERIAN/FENDALL SALINE EYEWASH STATION |  | STANDARD |  |  |  | EYEWASH STATION | 0 | [5 empty] | 2620 | [7 empty] | EYS |  |  |  | 76880 | 145121 | data not found | DCEW03
| 11395069 | DIESEL FIRE PUMP WET PIPE SPRINKLER SYS | 2620 | Seven Sisters G.S. | 00105H-BPA-FPS-FWS-DST-SPR-WET | FIRE WATER WET PIPE SPRINKLER SYSTEM |  |  |  | 036618 | INST | 1 |  | FIRE |  |  |  |  | STANDARD |  |  |  | SPRINKLER SYSTEM | 0 | [5 empty] | 2620 | [7 empty] | SPR |  |  |  | 78150 | 036618 | data not found
| 11397086 | DIESEL FIRE SYSTEM CONTROL | 2620 | Seven Sisters G.S. | 00105H-BPA-FPS-FWS-PMP-DSL | DIESEL FIRE PUMPS | TORNATECH INC. |  |  | 042993 | INST | 1 | [6 empty] | STANDARD |  |  |  | CONTROLLER | 0 | [5 empty] | 2620 | [7 empty] | CNL |  |  |  | 67890 | 042993 | data not found
| 11395070 | DIESEL FIRE WATER PUMP | 2620 | Seven Sisters G.S. | 00105H-BPA-FPS-FWS-PMP-DSL | DIESEL FIRE PUMPS | AURORA PUMP COMPANY | 50597 | 481-BF | 036144 | INST | 1 |  | FIRE |  | 05-57-83 | PUMP WATER DIESEL ENG AURORA 481-BF |  | STANDARD |  |  |  | PUMP | 0 | [5 empty] | 2620 | [7 empty] | PMP |  |  |  | 78110 | 036144 | data not found | [5 empty] | 13 | LITRES
| 11397133 | DIESEL FIRE WATER PUMP ENGINE | 2620 | Seven Sisters G.S. | 00105H-BPA-FPS-FWS-PMP-DSL | DIESEL FIRE PUMPS | CATERPILLAR | 90N71764 | 3208 | 138875 | INST | 1 | [6 empty] | STANDARD |  |  |  | COMBUSTION ENGINE | 0 | [5 empty] | 2620 | [7 empty] | ENG |  |  |  | 78110 | 138875 | LUBRICATION |  |  |  | OIL | LITRES | 13 | LITRES |  | NO | data not found
| 11756733 | DIESEL FUEL PORTABLE SLIP TANK | 2620 | Seven Sisters G.S. | 00105H-BPA-FSP | STATION FUEL SUPPLY | REQ | REQ | REQ | NEW | INST | 1 |  | PTSC |  |  |  |  | STANDARD |  |  |  | TANK | 0 | [5 empty] | 2620 | [7 empty] | TNK |  |  |  | 78110 | NEW | OTHER |  |  |  | FUEL | LITRES |  |  |  |  | data not found
| 11397087 | DIESEL GENERATOR FOR NOVATHERM BOILER | 2620 | Seven Sisters G.S. | 00105H-BPA-SEQ | STATION/SHOP EQUIPMENT | HARDY | 6130/12 | 12RF22DWLP/Q | 157209 | ASEQ | 1 | [6 empty] | STANDARD |  |  |  | GENERATOR | 0 | [5 empty] | 2620 |  |  |  | 11395161 | NOVATHERM BOILER |  |  | GEN |  |  |  | 76545 | 157209
| 11397088 | DOMESTIC WATER CHLORINATOR #1 | 2620 | Seven Sisters G.S. | 00105H-BPA-SWS-DMW | DOMESTIC WATER SYSTEM | FLEX-FLO | BX2837 | A1N10V-4T | 154829 | ASEQ | 1 | [6 empty] | STANDARD |  |  |  | PUMP | 0 | [5 empty] | 2620 |  |  |  | 11394910 | CHLORINATION WATER SYSTEM |  |  | PMP |  |  |  | 72000 | 154829 | [7 empty] | LITRES
| 11397089 | DOMESTIC WATER CHLORINATOR #2 | 2620 | Seven Sisters G.S. | 00105H-BPA-SWS-DMW | DOMESTIC WATER SYSTEM | FLEX-FLO | BX2834 | A1N10V-4T | 154830 | ASEQ | 1 | [6 empty] | STANDARD |  |  |  | PUMP | 0 | [5 empty] | 2620 |  |  |  | 11394910 | CHLORINATION WATER SYSTEM |  |  | PMP |  |  |  | 72000 | 154830 | [7 empty] | LITRES
| 11397090 | DOMESTIC WATER CHLORINE MONITOR | 2620 | Seven Sisters G.S. | 00105H-BPA-SWS-DMW | DOMESTIC WATER SYSTEM |  |  |  | 154831 | ASEQ | 1 | [6 empty] | STANDARD |  |  |  | CONTROL INPUT | 0 | [5 empty] | 2620 |  |  |  | 11394910 | CHLORINATION WATER SYSTEM |  |  | CIN |  |  |  | 72000 | 154831
| 11395071 | DOMESTIC WATER PIPE | 2620 | Seven Sisters G.S. | 00105H-BPA-SWS-DMW | DOMESTIC WATER SYSTEM |  |  |  | 042966 | INST | 1 | [6 empty] | STANDARD |  |  |  | PIPE | 0 | [5 empty] | 2620 | [7 empty] | PIP |  |  |  | 72600 | 042966 | data not found
| 11756653 | DOMESTIC WATER PLC | 2620 | Seven Sisters G.S. | 00105H-CMS-PLC-AUX | CMS - AUXILIARY SYSTEMS PLC | GE FANUC | 00099102003A | 90-30 |  | INST | 1 | [6 empty] | ICSCSRM |  |  |  | LOGIC CONTROLLER | 0 |  |  | CPU 372 PLUS |  |  | 2620 | [7 empty] | PLC | [32 empty] | GENERATION | MOES | CAT | MINIMAL | HIGH TRUST | FIRMWARE | YES | NO | NO | NO | YES | YES | ROUTABLE | NO | NO | OPERATIONS | 00105-G34 | 00105-34 | BUILDING | ELECTRONIC | PLC | DOMESTIC WATER PLC PANEL
| 11395072 | DOWN STREAM INTAKE WATER STRAINER | 2620 | Seven Sisters G.S. | 00105H-BPA-SWS-RWS | RAW WATER SYSTEM |  | REQ | REQ | 140294 | INST | 1 | [6 empty] | STANDARD |  |  |  | STRAINER | 0 | [5 empty] | 2620 | [7 empty] | STR |  |  |  | 72100 | 140294 | data not found | STRBSK02 | STR | BSK
| 11395073 | DP 12 -AC DISTRIBUTION | 2620 | Seven Sisters G.S. | 00105H-BPE-ACD-D03-PNL | 600V DISTRIBUTION PANEL | FEDERAL PIONEER ELECTRIC | 03-27940 | NHDP 30-225 | 063057 | INST | 1 | [6 empty] | STANDARD |  |  |  | PANEL | 0 | [5 empty] | 2620 | [7 empty] | PNL |  |  |  | 52690 | 063057 | data not found
| 11395074 | DP 13 AC DISTRIBUTION | 2620 | Seven Sisters G.S. | 00105H-BPE-ACD-D03-PNL | 600V DISTRIBUTION PANEL | FEDERAL PIONEER ELECTRIC | 03-27940 | NHDP30-225 | 063060 | INST | 1 | [6 empty] | STANDARD |  |  |  | PANEL | 0 | [5 empty] | 2620 | [7 empty] | PNL |  |  |  | 52690 | 063060 | data not found
| 11395075 | DP 15 AC DISTRIBUTION | 2620 | Seven Sisters G.S. | 00105H-BPE-ACD-D03-PNL | 600V DISTRIBUTION PANEL | FEDERAL PIONEER ELECTRIC | 03-27940 | NHDP 30-225 | 063066 | INST | 1 | [6 empty] | STANDARD |  |  |  | PANEL | 0 | [5 empty] | 2620 | [7 empty] | PNL |  |  |  | 52690 | 063066 | data not found
| 11395076 | DP 21 AC DISTRIBUTION | 2620 | Seven Sisters G.S. | 00105H-BPE-ACD-D03-PNL | 600V DISTRIBUTION PANEL | FEDERAL PIONEER ELECTRIC | 01-04393 | CDP | 063069 | INST | 1 | [6 empty] | STANDARD |  |  |  | PANEL | 0 | [5 empty] | 2620 | [7 empty] | PNL |  |  |  | 52690 | 063069 | data not found
| 11395077 | DP 22 AC DISTRIBUTION | 2620 | Seven Sisters G.S. | 00105H-BPE-ACD-D03-PNL | 600V DISTRIBUTION PANEL | FEDERAL PIONEER ELECTRIC | 02-27940 | CDP 33-64331 | 063072 | INST | 1 | [6 empty] | STANDARD |  |  |  | PANEL | 0 | [5 empty] | 2620 | [7 empty] | PNL |  |  |  | 52690 | 063072 | data not found
| 11395078 | DP 22A AC DISTRIBUTION | 2620 | Seven Sisters G.S. | 00105H-BPE-ACD-D03-PNL | 600V DISTRIBUTION PANEL | SQUARE D CANADA | 108471-A | ML | 123890 | INST | 1 | [6 empty] | STANDARD |  |  |  | PANEL | 0 | [5 empty] | 2620 | [7 empty] | PNL |  |  |  | 52690 | 123890 | data not found
| 11395079 | DP 23 AC DISTRIBUTION | 2620 | Seven Sisters G.S. | 00105H-BPE-ACD-D03-PNL | 600V DISTRIBUTION PANEL | FEDERAL PIONEER ELECTRIC | 03-27940 | NHDP18-4L | 063075 | INST | 1 | [6 empty] | STANDARD |  |  |  | PANEL | 0 | [5 empty] | 2620 | [7 empty] | PNL |  |  |  | 52690 | 063075 | data not found
| 11395080 | DP 24 AC DISTRIBUTION | 2620 | Seven Sisters G.S. | 00105H-BPE-ACD-D03-PNL | 600V DISTRIBUTION PANEL | FEDERAL PIONEER ELECTRIC | 02-27940 | CDP 41-6633 S | 063078 | INST | 1 | [6 empty] | STANDARD |  |  |  | PANEL | 0 | [5 empty] | 2620 | [7 empty] | PNL |  |  |  | 52690 | 063078 | data not found
| 11395081 | DP 25 AC DISTRIBUTION | 2620 | Seven Sisters G.S. | 00105H-BPE-ACD-D03-PNL | 600V DISTRIBUTION PANEL | FEDERAL PIONEER ELECTRIC | 02-27940 | CDP 24-6633S | 123889 | INST | 1 | [6 empty] | STANDARD |  |  |  | PANEL | 0 | [5 empty] | 2620 | [7 empty] | PNL |  |  |  | 52690 | 123889 | data not found
| 11395082 | DRAINAGE SUMP PUMP #1 | 2620 | Seven Sisters G.S. | 00105H-BPA-WWS-DRN-SP1 | DRAINAGE WATER SUMP #1 | FLYGT CANADA LIMITED | 13-9420235 | 31521816037 | 038022 | INST | 1 | [6 empty] | STANDARD |  |  |  | PUMP | 0 | [5 empty] | 2620 | [7 empty] | PMP |  |  |  | 79112 | 038022 | LUBRICATION |  |  |  | OIL | LITRES | 4.5 | LITRES |  | YES | data not found
| 11395083 | DRAINAGE SUMP PUMP #2 | 2620 | Seven Sisters G.S. | 00105H-BPA-WWS-DRN-SP1 | DRAINAGE WATER SUMP #1 | FLYGT CANADA LIMITED | 13-9420236 | 31521816037 | 038031 | INST | 1 | [6 empty] | STANDARD |  |  |  | PUMP | 0 | [5 empty] | 2620 | [7 empty] | PMP |  |  |  | 79112 | 038031 | LUBRICATION |  |  |  | OIL | LITRES | 4.5 | LITRES |  | YES | data not found
| 11395089 | ESP 11 AC DISTRIBUTION | 2620 | Seven Sisters G.S. | 00105H-BPE-ACD-D03-PNL | 600V DISTRIBUTION PANEL | FEDERAL PIONEER ELECTRIC | 27940-01 | CDP | 063084 | INST | 1 | [6 empty] | STANDARD |  |  |  | PANEL | 0 | [5 empty] | 2620 | [7 empty] | PNL |  |  |  | 52690 | 063084 | data not found
| 11395090 | ESP 111 AC DISTRIBUTION | 2620 | Seven Sisters G.S. | 00105H-BPE-ACD-D03-PNL | 600V DISTRIBUTION PANEL | FEDERAL PIONEER ELECTRIC | 03-27940 | NHDP 18-225 | 123887 | INST | 1 | [6 empty] | STANDARD |  |  |  | PANEL | 0 | [5 empty] | 2620 | [7 empty] | PNL |  |  |  | 52690 | 123887 | data not found
| 11395091 | ESP 112 AC DISTRIBUTION | 2620 | Seven Sisters G.S. | 00105H-BPE-ACD-D03-PNL | 600V DISTRIBUTION PANEL | FEDERAL PIONEER ELECTRIC | 03-27940 | NHDP 30-225 | 123888 | INST | 1 | [6 empty] | STANDARD |  |  |  | PANEL | 0 | [5 empty] | 2620 | [7 empty] | PNL |  |  |  | 52690 | 123888 | data not found
| 11395092 | FIELD BREAKER S#10274 | 2620 | Seven Sisters G.S. | 00105H-U04-GEN-EXC-FBK | UNIT 4 GENERATOR EXCITER FIELD BREAKER | CANADIAN GENERAL ELECTRIC LTD | 10274 | ALF-2 | 050220 | INST | 1 | UNIT 4 | [5 empty] | STANDARD |  |  |  | CIRCUIT BREAKER | 0 | UNIT 4 |  |  |  |  | 2620 | [7 empty] | CBK |  |  |  | 42703 | 050220 | data not found |  |  |  | AIR
| 11395093 | FIELD BREAKER S#10313 | 2620 | Seven Sisters G.S. | 00105H-U05-GEN-EXC-FBK | UNIT 5 GENERATOR EXCITER FIELD BREAKER | CANADIAN GENERAL ELECTRIC LTD | 10313 | ALF-2 | 050223 | INST | 1 | UNIT 5 | [5 empty] | STANDARD |  |  |  | CIRCUIT BREAKER | 0 | UNIT 5 |  |  |  |  | 2620 | [7 empty] | CBK |  |  |  | 42703 | 050223 | data not found |  |  |  | AIR
| 11395094 | FIELD BREAKER S#11205 | 2620 | Seven Sisters G.S. | 00105H-U06-GEN-EXC-FBK | UNIT 6 GENERATOR EXCITER FIELD BREAKER | CANADIAN GENERAL ELECTRIC LTD | 11205 | ALF-2 | 050226 | INST | 1 | UNIT 6 | [5 empty] | STANDARD |  |  |  | CIRCUIT BREAKER | 0 | UNIT 6 |  |  |  |  | 2620 | [7 empty] | CBK |  |  |  | 42703 | 050226 | data not found |  |  |  | AIR
| 11395095 | FIELD BREAKER S#6336 | 2620 | Seven Sisters G.S. | 00105H-U03-GEN-EXC-FBK | UNIT 3 GENERATOR EXCITER FIELD BREAKER | FEDERAL PACIFIC ELECTRIC | 6336 | 25 H-1 | 050217 | INST | 1 | UNIT 3 | [5 empty] | STANDARD |  |  |  | CIRCUIT BREAKER | 0 | UNIT 3 |  |  |  |  | 2620 | [7 empty] | CBK |  |  |  | 42703 | 050217 | data not found
| 11395096 | FIELD BREAKER S#V6335 | 2620 | Seven Sisters G.S. | 00105H-U02-GEN-EXC-FBK | UNIT 2 GENERATOR EXCITER FIELD BREAKER | FEDERAL PACIFIC ELECTRIC | V6335 | 25H-1 | 050214 | INST | 1 | UNIT 2 | [5 empty] | STANDARD |  |  |  | CIRCUIT BREAKER | 0 | UNIT 2 |  |  |  |  | 2620 | [7 empty] | CBK |  |  |  | 42703 | 050214 | data not found
| 11395097 | FIELD BREAKER S#V6337 | 2620 | Seven Sisters G.S. | 00105H-U01-GEN-EXC-FBK | UNIT 1 GENERATOR EXCITER FIELD BREAKER | FEDERAL PACIFIC ELECTRIC | V6337 | 25H-1 | 050211 | INST | 1 | UNIT 1 | [5 empty] | STANDARD |  |  |  | CIRCUIT BREAKER | 0 | UNIT 1 |  |  |  |  | 2620 | [7 empty] | CBK |  |  |  | 42703 | 050211 | data not found
| 11395098 | FIRE WATER STRAINER 1 | 2620 | Seven Sisters G.S. | 00105H-BPA-FPS-FWS-DST | FIRE PROT WATER DISTRIBUTION SYSTEM | HELLAN | REQ | REQ | 156521 | INST | 1 |  | FIRE |  |  |  |  | STANDARD |  |  |  | STRAINER | 0 | [5 empty] | 2620 | [7 empty] | STR |  |  |  | 72150 | 156521 |  | STRBSK02 | STR | BSK
| 11395099 | FIRE WATER STRAINER 2 | 2620 | Seven Sisters G.S. | 00105H-BPA-FPS-FWS-DST | FIRE PROT WATER DISTRIBUTION SYSTEM | HELLAN | REQ | REQ | 156522 | INST | 1 |  | FIRE |  |  |  |  | STANDARD |  |  |  | STRAINER | 0 | [5 empty] | 2620 | [7 empty] | STR |  |  |  | 72150 | 156522 |  | STRBSK02 | STR | BSK
| 11862924 | FOREBAY DECK | 2620 | Seven Sisters G.S. | [6 empty] | AVLB DLFL INAC | 1 | [6 empty] | STANDARD |  |  |  |  | 0 | [5 empty] | 2620 | [14 empty] | DCKCCR01 | DCK | CCR
| 11395100 | FOREBAY WATER LEVEL MONITOR | 2620 | Seven Sisters G.S. | 00105H-BPU-GEN-UCM-MON | GENERATION UNITS MONITORING | LEUPOLD & STEVENS INC. | 57252-71 | S.W. | 045480 | INST | 1 | [6 empty] | STANDARD |  |  |  | CONTROL INPUT | 0 | [5 empty] | 2620 | [7 empty] | CIN |  |  |  | 60510 | 045480 | data not found
| 11397091 | FUEL TANK FOR NOVATHERM BOILER | 2620 | Seven Sisters G.S. | 00105H-BPA-SEQ | STATION/SHOP EQUIPMENT | REQ |  | 65 04095 03 | 157210 | ASEQ | 1 | [6 empty] | STANDARD |  |  |  | TANK | 0 | [5 empty] | 2620 |  |  |  | 11395161 | NOVATHERM BOILER |  |  | TNK |  |  |  | 76545 | 157210 | OTHER |  |  |  | FUEL | GALLONS US |  | LITRES |  |  | data not found
| 11395101 | GARAGE BENCH GRINDER | 2620 | Seven Sisters G.S. | 00105H-BPA-SEQ | STATION/SHOP EQUIPMENT |  |  |  | 162722 | INST | 1 | [5 empty] | 1994-04-26 | STANDARD |  |  |  | GRINDER | 0 | [5 empty] | 2620 | [7 empty] | GRI |  |  |  | 76600 | 162722 | data not found | [22 empty] | data not found
| 11878109 | GATE ROOM CRANE SPREADER BEAM | 2620 | Seven Sisters G.S. | 00105H-BPU-TUR-WSD-CRN | FOREBAY AND TAILRACE CRANES | REQ | REQ | REQ |  | ASEQ | 1 | [6 empty] | STANDARD |  |  |  |  | 0 | [5 empty] | 2620 |  |  |  | 11395239 | SS GATE ROOM 50 TON CRANE
| 11395102 | GENERATOR PORTABLE SCAFFOLD | 2620 | Seven Sisters G.S. | 00105H-BPU | BALANCE OF PLANT - UNIT |  |  |  | 045690 | INST | 1 | [6 empty] | STANDARD |  |  |  | MAINT SCAFFOLDING | 0 | [5 empty] | 2620 | [7 empty] | SCF |  |  |  | 76760 | 045690 | data not found
| 11397092 | GOV PUMP 1 PRESSURE RELIEF VALVE | 2620 | Seven Sisters G.S. | 00105H-U01-U03-TUR-GOV-OPR | UNITS 1-3 GOV PRESSURIZED OIL SYSTEM | FARRIS INDUSTRIES CANADA | 564112-1-A14 | SEE ALT MODEL NO | 141990 | ASEQ | 1 |  | PSQC |  |  |  |  | PSEPRD_RECLOSING |  |  |  | PRESSURE RELIEF VLV | 0 | [5 empty] | 2620 |  |  |  | 11395105 | GOVERNOR PUMP #1 |  |  | PRV |  |  |  | 41711 | 141990 | data not found | [49 empty] | 26HA12L-120 1302675-7
| 11397093 | GOV PUMP 3 PRESSURE RELIEF VALVE | 2620 | Seven Sisters G.S. | 00105H-U01-U03-TUR-GOV-OPR | UNITS 1-3 GOV PRESSURIZED OIL SYSTEM | PARRIS ENGINEERING | 543402-1-A14 | CHA12L-120 1302675-4 | 141991 | ASEQ | 1 |  | PSQC |  |  |  |  | PSEPRD_RECLOSING |  |  |  | PRESSURE RELIEF VLV | 0 | [5 empty] | 2620 |  |  |  | 11395106 | GOVERNOR PUMP #3 |  |  | PRV |  |  |  | 41711 | 141991 | data not found
| 11397094 | GOV PUMP 5 PRESSURE RELIEF VALVE | 2620 | Seven Sisters G.S. | 00105H-U04-U06-TUR-GOV-OPR | UNITS 4-6 GOV PRESSURIZED OIL SYSTEM | FARRIS INDUSTRIES CANADA | 560139-2-A14 | SEE ALT MODEL NO | 141992 | ASEQ | 1 |  | PSQC |  |  |  |  | PSEPRD_RECLOSING |  |  |  | PRESSURE RELIEF VLV | 0 | [5 empty] | 2620 |  |  |  | 11395107 | GOVERNOR PUMP #5 |  |  | PRV |  |  |  | 41711 | 141992 | data not found | [49 empty] | 26HA12L-120 1302675-1
| 11397095 | GOV PUMP 6 PRESSURE RELIEF VALVE | 2620 | Seven Sisters G.S. | 00105H-U04-U06-TUR-GOV-OPR | UNITS 4-6 GOV PRESSURIZED OIL SYSTEM | FARRIS INDUSTRIES CANADA | 559480-1-A14 | SEE ALT MODEL NO | 141993 | ASEQ | 1 |  | PSQC |  |  |  |  | PSEPRD_RECLOSING |  |  |  | PRESSURE RELIEF VLV | 0 | [5 empty] | 2620 |  |  |  | 11395108 | GOVERNOR PUMP #6 |  |  | PRV |  |  |  | 41711 | 141993 | data not found | [49 empty] | 26HA12L-120 1302675-3
| 11395105 | GOVERNOR PUMP #1 | 2620 | Seven Sisters G.S. | 00105H-U01-U03-TUR-GOV-OPR | UNITS 1-3 GOV PRESSURIZED OIL SYSTEM | QUIMBY PUMP COMPANY | S783 | SIZE 5 1/4 | 033369 | INST | 1 |  |  |  | 05-50-33 | PUMP GOVERNOR QUIMBY PUMP 5 1/4 |  | STANDARD |  |  |  | PUMP | 0 | [5 empty] | 2620 | [7 empty] | PMP |  |  |  | 41711 | 033369 | data not found
| 11395106 | GOVERNOR PUMP #3 | 2620 | Seven Sisters G.S. | 00105H-U01-U03-TUR-GOV-OPR | UNITS 1-3 GOV PRESSURIZED OIL SYSTEM | QUIMBY PUMP COMPANY | S785 | SIZE 5 1/4 | 033447 | INST | 1 |  |  |  | 05-50-33 | PUMP GOVERNOR QUIMBY PUMP 5 1/4 |  | STANDARD |  |  |  | PUMP | 0 | [5 empty] | 2620 | [7 empty] | PMP |  |  |  | 41711 | 033447 | data not found
| 11395107 | GOVERNOR PUMP #5 | 2620 | Seven Sisters G.S. | 00105H-U04-U06-TUR-GOV-OPR | UNITS 4-6 GOV PRESSURIZED OIL SYSTEM | WARREN STEAM PUMP CO. | W-5655 | G.I.H. SCR | 033459 | INST | 1 |  |  |  | 05-50-48 | PUMP GOVERNOR WARREN STEAM GIH SCR |  | STANDARD |  |  |  | PUMP | 0 | [5 empty] | 2620 | [7 empty] | PMP |  |  |  | 41711 | 033459 | data not found
| 11395108 | GOVERNOR PUMP #6 | 2620 | Seven Sisters G.S. | 00105H-U04-U06-TUR-GOV-OPR | UNITS 4-6 GOV PRESSURIZED OIL SYSTEM | QUIMBY PUMP COMPANY | S784 | SIZE 5 1/4 | 033486 | INST | 1 |  |  |  | 05-50-33 | PUMP GOVERNOR QUIMBY PUMP 5 1/4 |  | STANDARD |  |  |  | PUMP | 0 | [5 empty] | 2620 | [7 empty] | PMP |  |  |  | 41711 | 033486 | data not found
| 11397096 | GOVERNOR PUMP 1 LAG PRESSURE SWITCH | 2620 | Seven Sisters G.S. | 00105H-U01-U03-TUR-GOV-OPR | UNITS 1-3 GOV PRESSURIZED OIL SYSTEM | SQUARE D CANADA | 02476 | GAW-6 | 108949 | ASEQ | 1 | [6 empty] | STANDARD |  |  |  | CONTROL INPUT | 0 | [5 empty] | 2620 |  |  |  | 11395105 | GOVERNOR PUMP #1 |  |  | CIN |  |  |  | 41723 | 108949 | data not found
| 11397097 | GOVERNOR PUMP 1 MOTOR STARTER | 2620 | Seven Sisters G.S. | 00105H-U01-U03-TUR-GOV-OPR | UNITS 1-3 GOV PRESSURIZED OIL SYSTEM |  |  |  | 106799 | ASEQ | 1 | [6 empty] | STANDARD |  |  |  | STARTER DEVICE | 0 | [5 empty] | 2620 |  |  |  | 11395105 | GOVERNOR PUMP #1 |  |  | STT |  |  |  | 41711 | 106799 | data not found
| 11397098 | GOVERNOR PUMP 3 LAG PRESSURE SWITCH | 2620 | Seven Sisters G.S. | 00105H-U01-U03-TUR-GOV-OPR | UNITS 1-3 GOV PRESSURIZED OIL SYSTEM | SQUARE D CANADA | 02476 | 9012 | 110537 | ASEQ | 1 | [6 empty] | STANDARD |  |  |  | CONTROL INPUT | 0 | [5 empty] | 2620 |  |  |  | 11395106 | GOVERNOR PUMP #3 |  |  | CIN |  |  |  | 41723 | 110537 | data not found
| 11397099 | GOVERNOR PUMP 3 MOTOR STARTER | 2620 | Seven Sisters G.S. | 00105H-U01-U03-TUR-GOV-OPR | UNITS 1-3 GOV PRESSURIZED OIL SYSTEM |  |  |  | 110536 | ASEQ | 1 | [6 empty] | STANDARD |  |  |  | STARTER DEVICE | 0 | [5 empty] | 2620 |  |  |  | 11395106 | GOVERNOR PUMP #3 |  |  | STT |  |  |  | 41711 | 110536 | data not found
| 11397100 | GOVERNOR PUMP 5 LAG PRESSURE SWITCH | 2620 | Seven Sisters G.S. | 00105H-U04-U06-TUR-GOV-OPR | UNITS 4-6 GOV PRESSURIZED OIL SYSTEM | SQUARE D CANADA | 02476 | GAW-6 | 110542 | ASEQ | 1 | [6 empty] | STANDARD |  |  |  | CONTROL INPUT | 0 | [5 empty] | 2620 |  |  |  | 11395107 | GOVERNOR PUMP #5 |  |  | CIN |  |  |  | 41723 | 110542 | data not found
| 11397101 | GOVERNOR PUMP 5 MOTOR STARTER | 2620 | Seven Sisters G.S. | 00105H-U04-U06-TUR-GOV-OPR | UNITS 4-6 GOV PRESSURIZED OIL SYSTEM |  |  |  | 110541 | ASEQ | 1 | [6 empty] | STANDARD |  |  |  | STARTER DEVICE | 0 | [5 empty] | 2620 |  |  |  | 11395107 | GOVERNOR PUMP #5 |  |  | STT |  |  |  | 41711 | 110541 | data not found
| 11397102 | GOVERNOR PUMP 6 LAG PRESSURE SWITCH | 2620 | Seven Sisters G.S. | 00105H-U04-U06-TUR-GOV-OPR | UNITS 4-6 GOV PRESSURIZED OIL SYSTEM | SQUARE D CANADA | 02476 | GAW-6 | 110545 | ASEQ | 1 | [6 empty] | STANDARD |  |  |  | CONTROL INPUT | 0 | [5 empty] | 2620 |  |  |  | 11395108 | GOVERNOR PUMP #6 |  |  | CIN |  |  |  | 41723 | 110545 | data not found
| 11397103 | GOVERNOR PUMP 6 MOTOR STARTER | 2620 | Seven Sisters G.S. | 00105H-U04-U06-TUR-GOV-OPR | UNITS 4-6 GOV PRESSURIZED OIL SYSTEM |  |  |  | 110544 | ASEQ | 1 | [6 empty] | STANDARD |  |  |  | STARTER DEVICE | 0 | [5 empty] | 2620 |  |  |  | 11395108 | GOVERNOR PUMP #6 |  |  | STT |  |  |  | 41711 | 110544 | data not found
| 11397204 | GSU T-01 COOLING WATER FLOW METER | 2620 | Seven Sisters G.S. | 00105H-BPE-USY-U01-XFM | UNIT 1 TRANSFORMER | ROSEMOUNT INC. | REQ | REQ | 155001 | ASEQ | 1 | UNIT 1 | [5 empty] | STANDARD |  |  |  | METER | 0 | UNIT 1 |  |  |  |  | 2620 |  |  |  | 11394753 | GSU T01 POWER TRANSFORMER |  |  | MET |  |  |  | 65160 | 155001
| 11394942 | GSU T-01 CURRENT XFM CT107 A PH | 2620 | Seven Sisters G.S. | 00105H-BPE-USY-U01-CTX | UNIT 1 CURRENT TRANSFORMERS | FEDERAL PIONEER ELECTRIC | REQ | REQ | 156201 | INST | 1 | UNIT 1 | NERC |  |  |  |  | STANDARD |  |  |  | CURRENT TRANSFORMER | 0 | UNIT 1 |  |  |  |  | 2620 | [7 empty] | CTX |  |  |  | 52250 | 156201 | INSULATING | PCSCT04 |  |  | OIL
| 11394943 | GSU T-01 CURRENT XFM CT107 B PH | 2620 | Seven Sisters G.S. | 00105H-BPE-USY-U01-CTX | UNIT 1 CURRENT TRANSFORMERS | FEDERAL PIONEER ELECTRIC | REQ | REQ | 156202 | INST | 1 | UNIT 1 | NERC |  |  |  |  | STANDARD |  |  |  | CURRENT TRANSFORMER | 0 | UNIT 1 |  |  |  |  | 2620 | [7 empty] | CTX |  |  |  | 52250 | 156202 | INSULATING | PCSCT04 |  |  | OIL
| 11394944 | GSU T-01 CURRENT XFM CT107 C PH | 2620 | Seven Sisters G.S. | 00105H-BPE-USY-U01-CTX | UNIT 1 CURRENT TRANSFORMERS | FEDERAL PIONEER ELECTRIC | REQ | REQ | 156203 | INST | 1 | UNIT 1 | NERC |  |  |  |  | STANDARD |  |  |  | CURRENT TRANSFORMER | 0 | UNIT 1 |  |  |  |  | 2620 | [7 empty] | CTX |  |  |  | 52250 | 156203 | INSULATING | PCSCT04 |  |  | OIL
| 11397038 | GSU T-01 CURRENT XFM CT108 (H0) | 2620 | Seven Sisters G.S. | 00105H-BPE-USY-U01-XFM | UNIT 1 TRANSFORMER | FEDERAL PIONEER ELECTRIC | REQ | REQ | 156204 | ASEQ | 1 | UNIT 1 | NERC |  |  |  |  | STANDARD |  |  |  | CURRENT TRANSFORMER | 0 | UNIT 1 |  |  |  |  | 2620 |  |  |  | 11394753 | GSU T01 POWER TRANSFORMER |  |  | CTX |  |  |  | 51651 | 156204 | INSULATING | PCSCT04 |  |  | OIL
| 11397152 | GSU T-01 H0 TRANSFORMER BUSHING | 2620 | Seven Sisters G.S. | 00105H-BPE-USY-U01-XFM | UNIT 1 TRANSFORMER | ABB | 3007260193 | O Plus C | 108951 | ASEQ | 1 | UNIT 1 |  | 1993 |  |  |  | BUSHING |  |  | US | BUSHING | 0 | UNIT 1 |  | 015G0400BA |  |  | 2620 |  |  |  | 11394753 | GSU T01 POWER TRANSFORMER |  |  | BSH |  |  |  | 54092 | 108951 | INSULATING | BUSH001 |  |  | OIL | LITRES | 5 | LITRES |  | NO | data not found | [8 empty] | WHITE | [31 empty] | 16162 | ABB | ALAMO TN | 015G0400BA | O PLUS C | 1 | 15 KV | NO | data not found | data not found | data not found
| 11397153 | GSU T-01 H1 TRANSFORMER BUSHING | 2620 | Seven Sisters G.S. | 00105H-BPE-USY-U01-XFM | UNIT 1 TRANSFORMER | ABB | 3007280393 | O Plus C | 120947 | ASEQ | 1 | UNIT 1 |  | 1993 |  |  |  | BUSHING |  |  | US | BUSHING | 0 | UNIT 1 |  | 123G0600AA |  |  | 2620 |  |  |  | 11394753 | GSU T01 POWER TRANSFORMER |  |  | BSH |  |  |  | 54092 | 120947 | INSULATING | BUSH001 |  |  | OIL | LITRES | 150 | LITRES |  | NO | data not found | [8 empty] | WHITE | BASED ON MFGR AND FACILITY-GME | [31 empty] | ABB | ALAMO TN | 123G0600AA | O PLUS C | 1 |  | YES | data not found | data not found | data not found | data not found | data not found | data not found | data not found
| 11397154 | GSU T-01 H2 TRANSFORMER BUSHING | 2620 | Seven Sisters G.S. | 00105H-BPE-USY-U01-XFM | UNIT 1 TRANSFORMER | ABB | 3007280293 | O Plus C | 120948 | ASEQ | 1 | UNIT 1 |  | 1993 |  |  |  | BUSHING |  |  | US | BUSHING | 0 | UNIT 1 |  | 123G0600AA |  |  | 2620 |  |  |  | 11394753 | GSU T01 POWER TRANSFORMER |  |  | BSH |  |  |  | 54092 | 120948 | INSULATING | BUSH001 |  |  | OIL | LITRES | 150 | LITRES |  | NO | data not found | [8 empty] | WHITE | BASED ON MFGR AND FACILITY-GME | [30 empty] | 16673 | ABB | ALAMO TN | 123G0600AA | O PLUS C | 1 |  | YES | data not found | data not found | data not found | data not found | data not found | data not found | data not found
| 11397155 | GSU T-01 H3 TRANSFORMER BUSHING | 2620 | Seven Sisters G.S. | 00105H-BPE-USY-U01-XFM | UNIT 1 TRANSFORMER | ABB | 3007280193 | O Plus C | 120949 | ASEQ | 1 | UNIT 1 |  | 1993 |  |  |  | BUSHING |  |  | US | BUSHING | 0 | UNIT 1 |  | 123G0600AA |  |  | 2620 |  |  |  | 11394753 | GSU T01 POWER TRANSFORMER |  |  | BSH |  |  |  | 54092 | 120949 | INSULATING | BUSH001 |  |  | OIL | LITRES | 150 | LITRES |  | NO | data not found | [8 empty] | WHITE | BASED ON MFGR AND FACILITY-GME | [30 empty] | 16674 | ABB | ALAMO TN | 123G0600AA | O PLUS C | 1 |  | YES | data not found | data not found | data not found | data not found | data not found | data not found | data not found
| 11863648 | GSU T-01 OIL/ WATER HEAT EXCHANGER | 2620 | Seven Sisters G.S. | 00105H-BPE-USY-U01-XFM | UNIT 1 TRANSFORMER | REQ | REQ | REQ | NEW | ASEQ | 1 | UNIT 1 | [5 empty] | STANDARD |  |  |  | HEAT EXCHANGER | 0 | UNIT 1 |  |  |  |  | 2640 |  |  |  | 11394753 | GSU T01 POWER TRANSFORMER |  |  | HEX |  |  |  |  | NEW | data not found
| 11394753 | GSU T01 POWER TRANSFORMER | 2620 | Seven Sisters G.S. | 00105H-BPE-USY-U01-XFM | UNIT 1 TRANSFORMER | FEDERAL PIONEER ELECTRIC | 61-03-6A369 | ONWF | 048660 | INST | 1 | UNIT 1 | NERC |  |  |  |  | STANDARD |  |  |  | TRANSFORMER | 0 | UNIT 1 |  |  |  |  | 2620 |  |  | 1993-01-01 |  |  |  |  | XFM |  |  |  | 54601 | 048660 | INSULATING | TRF002 |  |  | OIL | GALLONS IMP | 21480 | LITRES |  | NO | data not found | YES | TRANSFORMER, GSU | TRANSFORMERS | NO | data not found |  |  |  | WHITE | PCB LEVEL VERIFIED |  | data not found | data not found
| 11397205 | GSU T-01 TRANSFORMER AIR DRYER | 2620 | Seven Sisters G.S. | 00105H-BPE-USY-U01-XFM | UNIT 1 TRANSFORMER | REQ | REQ | REQ | 162376 | ASEQ | 1 | UNIT 1 | [5 empty] | STANDARD |  |  |  | DRYER | 0 | UNIT 1 |  |  |  |  | 2620 |  |  |  | 11394753 | GSU T01 POWER TRANSFORMER |  |  | DRY |  |  |  | 54601 | 162376 | [7 empty] | LITRES
| 11396963 | GSU T-01 TRANSFORMER WINDING | 2620 | Seven Sisters G.S. | 00105H-BPE-USY-U01-XFM | UNIT 1 TRANSFORMER |  |  |  | 109949 | ASEQ | 1 | UNIT 1 | [5 empty] | STANDARD |  |  |  | WINDING | 0 | UNIT 1 |  |  |  |  | 2620 |  |  |  | 11394753 | GSU T01 POWER TRANSFORMER |  |  | WND |  |  |  | 54601 | 109949 | data not found
| 11397156 | GSU T-01 X1 TRANSFORMER BUSHING | 2620 | Seven Sisters G.S. | 00105H-BPE-USY-U01-XFM | UNIT 1 TRANSFORMER | ABB | 3007520393 | O Plus C | 120950 | ASEQ | 1 | UNIT 1 |  | 1993 |  |  |  | BUSHING |  |  | US | BUSHING | 0 | UNIT 1 |  | 015G4000LA |  |  | 2620 |  |  |  | 11394753 | GSU T01 POWER TRANSFORMER |  |  | BSH |  |  |  | 54092 | 120950 | INSULATING | BUSH001 |  |  | OIL | LITRES | 5 | LITRES |  | NO | data not found | [8 empty] | WHITE | BASED ON MFGR AND FACILITY-GME | [31 empty] | ABB | ALAMO TN | 015G4000LA | O PLUS C | 1 | 15 KV | NO | data not found | data not found | data not found | data not found | data not found
| 11397157 | GSU T-01 X2 TRANSFORMER BUSHING | 2620 | Seven Sisters G.S. | 00105H-BPE-USY-U01-XFM | UNIT 1 TRANSFORMER | ABB | 3007520293 | O Plus C | 120951 | ASEQ | 1 | UNIT 1 |  | 1993 |  |  |  | BUSHING |  |  | US | BUSHING | 0 | UNIT 1 |  | 015G4000LA |  |  | 2620 |  |  |  | 11394753 | GSU T01 POWER TRANSFORMER |  |  | BSH |  |  |  | 54092 | 120951 | INSULATING | BUSH001 |  |  | OIL | LITRES | 5 | LITRES |  | NO | data not found | [8 empty] | WHITE | BASED ON MFGR AND FACILITY-GME | [30 empty] | 16167 | ABB | ALAMO TN | 015G4000LA | O PLUS C | 1 | 15 KV | NO | data not found | data not found | data not found | data not found | data not found
| 11397158 | GSU T-01 X3 TRANSFORMER BUSHING | 2620 | Seven Sisters G.S. | 00105H-BPE-USY-U01-XFM | UNIT 1 TRANSFORMER | ABB | 3007520193 | O Plus C | 120953 | ASEQ | 1 | UNIT 1 |  | 1993 |  |  |  | BUSHING |  |  | US | BUSHING | 0 | UNIT 1 |  | 015G4000LA |  |  | 2620 |  |  |  | 11394753 | GSU T01 POWER TRANSFORMER |  |  | BSH |  |  |  | 54092 | 120953 | INSULATING | BUSH001 |  |  | OIL | LITRES | 5 | LITRES |  | NO | data not found | [8 empty] | WHITE | BASED ON MFGR AND FACILITY-GME | [31 empty] | ABB | ALAMO TN | 015G4000LA | O PLUS C | 1 | 15 KV | NO | data not found | data not found | data not found | data not found | data not found
| 11397207 | GSU T-02 COOLING WATER FLOW METER | 2620 | Seven Sisters G.S. | 00105H-BPE-USY-U02-XFM | UNIT 2 TRANSFORMER | ROSEMOUNT INC. | REQ | REQ | 155002 | ASEQ | 1 | UNIT 2 | [5 empty] | STANDARD |  |  |  | METER | 0 | UNIT 2 |  |  |  |  | 2620 |  |  |  | 11394754 | GSU T-02 POWER TRANSFORMER |  |  | MET |  |  |  | 65160 | 155002
| 11394966 | GSU T-02 CURRENT XFM CT207 A PH | 2620 | Seven Sisters G.S. | 00105H-BPE-USY-U02-CTX | UNIT 2 CURRENT TRANSFORMERS | FEDERAL PIONEER ELECTRIC | REQ | REQ | 156236 | INST | 1 | UNIT 2 | NERC | 1993 |  |  |  | STANDARD |  |  | CA | CURRENT TRANSFORMER | 0 | UNIT 2 |  |  |  |  | 2620 | [7 empty] | CTX |  |  |  | 52250 | 156236 | INSULATING | PCSCT04 |  |  | OIL
| 11394967 | GSU T-02 CURRENT XFM CT207 B PH | 2620 | Seven Sisters G.S. | 00105H-BPE-USY-U02-CTX | UNIT 2 CURRENT TRANSFORMERS | FEDERAL PIONEER ELECTRIC | REQ | REQ | 156237 | INST | 1 | UNIT 2 | NERC | 1993 |  |  |  | STANDARD |  |  | CA | CURRENT TRANSFORMER | 0 | UNIT 2 |  |  |  |  | 2620 | [7 empty] | CTX |  |  |  | 52250 | 156237 | INSULATING | PCSCT04 |  |  | OIL
| 11394968 | GSU T-02 CURRENT XFM CT207 C PH | 2620 | Seven Sisters G.S. | 00105H-BPE-USY-U02-CTX | UNIT 2 CURRENT TRANSFORMERS | FEDERAL PIONEER ELECTRIC | REQ | REQ | 156238 | INST | 1 | UNIT 2 | NERC | 1993 |  |  |  | STANDARD |  |  | CA | CURRENT TRANSFORMER | 0 | UNIT 2 |  |  |  |  | 2620 | [7 empty] | CTX |  |  |  | 52250 | 156238 | INSULATING | PCSCT04 |  |  | OIL
| 11397051 | GSU T-02 CURRENT XFM CT208 (H0) | 2620 | Seven Sisters G.S. | 00105H-BPE-USY-U02-XFM | UNIT 2 TRANSFORMER | FEDERAL PIONEER ELECTRIC | REQ | REQ | 156239 | ASEQ | 1 | UNIT 2 | NERC | 1993 |  |  |  | STANDARD |  |  | CA | CURRENT TRANSFORMER | 0 | UNIT 2 |  |  |  |  | 2620 |  |  |  | 11394754 | GSU T-02 POWER TRANSFORMER |  |  | CTX |  |  |  | 51651 | 156239 | INSULATING | PCSCT04 |  |  | OIL
| 11397159 | GSU T-02 H0 TRANSFORMER BUSHING | 2620 | Seven Sisters G.S. | 00105H-BPE-USY-U02-XFM | UNIT 2 TRANSFORMER | ABB | 3007510193 | O Plus C | 109952 | ASEQ | 1 | UNIT 2 |  | 1993 |  |  |  | BUSHING |  |  | US | BUSHING | 0 | UNIT 2 |  | 015G4000BA |  |  | 2620 |  |  |  | 11394754 | GSU T-02 POWER TRANSFORMER |  |  | BSH |  |  |  | 54092 | 109952 | INSULATING | BUSH001 |  |  | OIL | LITRES | 5 | LITRES |  | NO | data not found | [8 empty] | WHITE | BASED ON MFGR AND FACILITY-GME | [30 empty] | 16161 | ABB | ALAMO TN | 015G0400BA | O PLUS C | 1 | 15 KV | NO | data not found | data not found | data not found | data not found | data not found
| 11397160 | GSU T-02 H1 TRANSFORMER BUSHING | 2620 | Seven Sisters G.S. | 00105H-BPE-USY-U02-XFM | UNIT 2 TRANSFORMER | ABB | 3007530193 | O Plus C | 120955 | ASEQ | 1 | UNIT 2 |  | 1993 |  |  |  | BUSHING |  |  | US | BUSHING | 0 | UNIT 2 |  | 123G0600AA |  |  | 2620 |  |  |  | 11394754 | GSU T-02 POWER TRANSFORMER |  |  | BSH |  |  |  | 54092 | 120955 | INSULATING | BUSH001 |  |  | OIL | LITRES | 150 | LITRES |  | NO | data not found | [8 empty] | WHITE | BASED ON MFGR AND FACILITY-GME | [30 empty] | 16169 | ABB | ALAMO TN | 123G0600AA | O PLUS C | 1 |  | YES | data not found | data not found | data not found | data not found | data not found | data not found | data not found
| 11397161 | GSU T-02 H2 TRANSFORMER BUSHING | 2620 | Seven Sisters G.S. | 00105H-BPE-USY-U02-XFM | UNIT 2 TRANSFORMER | ABB | 3007530293 | O Plus C | 120956 | ASEQ | 1 | UNIT 2 |  | 1993 |  |  |  | BUSHING |  |  | US | BUSHING | 0 | UNIT 2 |  | 123G0600AA |  |  | 2620 |  |  |  | 11394754 | GSU T-02 POWER TRANSFORMER |  |  | BSH |  |  |  | 54092 | 120956 | INSULATING | BUSH001 |  |  | OIL | LITRES | 150 | LITRES |  | NO | data not found | [8 empty] | WHITE | BASED ON MFGR AND FACILITY-GME | [30 empty] | 16670 | ABB | ALAMO TN | 123G0600AA | O PLUS C | 1 |  | YES | data not found | data not found | data not found | data not found | data not found | data not found | data not found
| 11397162 | GSU T-02 H3 TRANSFORMER BUSHING | 2620 | Seven Sisters G.S. | 00105H-BPE-USY-U02-XFM | UNIT 2 TRANSFORMER | ABB | 3007370393 | O Plus C | 120957 | ASEQ | 1 | UNIT 2 |  | 1993 |  |  |  | BUSHING |  |  | US | BUSHING | 0 | UNIT 2 |  | 123G0600AA |  |  | 2620 |  |  |  | 11394754 | GSU T-02 POWER TRANSFORMER |  |  | BSH |  |  |  | 54092 | 120957 | INSULATING | BUSH001 |  |  | OIL | LITRES | 150 | LITRES |  | NO | data not found | [8 empty] | WHITE | NO TEST DATA IN LIMS 10/08/17 | [30 empty] | 16671 | ABB | ALAMO TN | 123G0600AA | O PLUS C | 1 |  | YES | data not found | data not found | data not found | data not found | data not found | data not found | data not found
| 11863649 | GSU T-02 OIL/ WATER HEAT EXCHANGER | 2620 | Seven Sisters G.S. | 00105H-BPE-USY-U02-XFM | UNIT 2 TRANSFORMER | REQ | REQ | REQ | NEW | ASEQ | 1 | UNIT 2 | [5 empty] | STANDARD |  |  | CA | HEAT EXCHANGER | 0 | UNIT 2 |  |  |  |  | 2620 |  |  |  | 11394754 | GSU T-02 POWER TRANSFORMER |  |  | HEX |  |  |  |  | NEW
| 11394754 | GSU T-02 POWER TRANSFORMER | 2620 | Seven Sisters G.S. | 00105H-BPE-USY-U02-XFM | UNIT 2 TRANSFORMER | FEDERAL PIONEER ELECTRIC | 61-03-6A368 | ONWF | 048669 | INST | 1 | UNIT 2 | NERC | 1993 |  |  |  | STANDARD |  |  | CA | TRANSFORMER | 0 | UNIT 2 |  |  |  |  | 2620 |  |  | 1993-01-01 |  |  |  |  | XFM |  |  |  | 54601 | 048669 | INSULATING | TRF002 |  |  | OIL | GALLONS IMP | 21480 | LITRES |  | NO | data not found | YES | TRANSFORMER, GSU | TRANSFORMERS | NO | data not found |  |  |  | WHITE | PCB LEVEL VERIFIED |  | data not found | data not found
| 11397208 | GSU T-02 TRANSFORMER AIR DRYER | 2620 | Seven Sisters G.S. | 00105H-BPE-USY-U02-XFM | UNIT 2 TRANSFORMER | REQ | REQ | REQ | 162377 | ASEQ | 1 | UNIT 2 | [5 empty] | STANDARD |  |  |  | DRYER | 0 | UNIT 2 |  |  |  |  | 2620 |  |  |  | 11394754 | GSU T-02 POWER TRANSFORMER |  |  | DRY |  |  |  | 54601 | 162377 | [7 empty] | LITRES
| 11396964 | GSU T-02 TRANSFORMER WINDING | 2620 | Seven Sisters G.S. | 00105H-BPE-USY-U02-XFM | UNIT 2 TRANSFORMER |  |  |  | 109953 | ASEQ | 1 | UNIT 2 | [5 empty] | STANDARD |  |  |  | WINDING | 0 | UNIT 2 |  |  |  |  | 2620 |  |  |  | 11394754 | GSU T-02 POWER TRANSFORMER |  |  | WND |  |  |  | 54601 | 109953 | data not found
| 11397163 | GSU T-02 X1 TRANSFORMER BUSHING | 2620 | Seven Sisters G.S. | 00105H-BPE-USY-U02-XFM | UNIT 2 TRANSFORMER | ABB | 3007270192 | O Plus C | 120959 | ASEQ | 1 | UNIT 2 |  | 1993 |  |  |  | BUSHING |  |  | US | BUSHING | 0 | UNIT 2 |  | 015G4000LA |  |  | 2620 |  |  |  | 11394754 | GSU T-02 POWER TRANSFORMER |  |  | BSH |  |  |  | 54092 | 120959 | INSULATING | BUSH001 |  |  | OIL | LITRES | 5 | LITRES |  | NO | data not found | [8 empty] | WHITE | BASED ON MFGR AND FACILITY-GME | [30 empty] | 16163 | ABB | ALAMO TN | 015G4000LA | O PLUS C | 1 | 15 KV | NO | data not found | data not found | data not found | data not found | data not found
| 11397164 | GSU T-02 X2 TRANSFORMER BUSHING | 2620 | Seven Sisters G.S. | 00105H-BPE-USY-U02-XFM | UNIT 2 TRANSFORMER | ABB | 3007270392 | O Plus C | 120961 | ASEQ | 1 | UNIT 2 |  | 1993 |  |  |  | BUSHING |  |  | US | BUSHING | 0 | UNIT 2 |  | 015G4000LA |  |  | 2620 |  |  |  | 11394754 | GSU T-02 POWER TRANSFORMER |  |  | BSH |  |  |  | 54092 | 120961 | INSULATING | BUSH001 |  |  | OIL | LITRES | 5 | LITRES |  | NO | data not found | [8 empty] | WHITE | BASED ON MFGR AND FACILITY-GME | [30 empty] | 16164 | ABB | ALAMO TN | 015G4000LA | O PLUS C | 1 | 15 KV | NO | data not found | data not found | data not found | data not found | data not found
| 11397165 | GSU T-02 X3 TRANSFORMER BUSHING | 2620 | Seven Sisters G.S. | 00105H-BPE-USY-U02-XFM | UNIT 2 TRANSFORMER | ABB | 3007270292 | O Plus C | 120962 | ASEQ | 1 | UNIT 2 |  | 1993 |  |  |  | BUSHING |  |  | US | BUSHING | 0 | UNIT 2 |  | 015G4000LA |  |  | 2620 |  |  |  | 11394754 | GSU T-02 POWER TRANSFORMER |  |  | BSH |  |  |  | 54092 | 120962 | INSULATING | BUSH001 |  |  | OIL | LITRES | 5 | LITRES |  | NO | data not found | [8 empty] | WHITE | BASED ON MFGR AND FACILITY-GME | [30 empty] | 16165 | ABB | ALAMO TN | 015G4000LA | O PLUS C | 1 | 15 KV | NO | data not found | data not found | data not found | data not found | data not found
| 11394990 | GSU T-03 CURRENT XFM CT307 A PH | 2620 | Seven Sisters G.S. | 00105H-BPE-USY-U03-CTX | UNIT 3 CURRENT TRANSFORMERS | FEDERAL PIONEER ELECTRIC | REQ | REQ | 156268 | INST | 1 | UNIT 3 | NERC | 1994 |  |  |  | STANDARD |  |  | CA | CURRENT TRANSFORMER | 0 | UNIT 3 |  |  |  |  | 2620 | [7 empty] | CTX |  |  |  | 52250 | 156268 | INSULATING | PCSCT04 |  |  | OIL
| 11394991 | GSU T-03 CURRENT XFM CT307 B PH | 2620 | Seven Sisters G.S. | 00105H-BPE-USY-U03-CTX | UNIT 3 CURRENT TRANSFORMERS | FEDERAL PIONEER ELECTRIC | REQ | REQ | 156269 | INST | 1 | UNIT 3 | NERC | 1994 |  |  |  | STANDARD |  |  | CA | CURRENT TRANSFORMER | 0 | UNIT 3 |  |  |  |  | 2620 | [7 empty] | CTX |  |  |  | 52250 | 156269 | INSULATING | PCSCT04 |  |  | OIL
| 11394992 | GSU T-03 CURRENT XFM CT307 C PH | 2620 | Seven Sisters G.S. | 00105H-BPE-USY-U03-CTX | UNIT 3 CURRENT TRANSFORMERS | FEDERAL PIONEER ELECTRIC | REQ | REQ | 156270 | INST | 1 | UNIT 3 | NERC | 1994 |  |  |  | STANDARD |  |  | CA | CURRENT TRANSFORMER | 0 | UNIT 3 |  |  |  |  | 2620 | [7 empty] | CTX |  |  |  | 52250 | 156270 | INSULATING | PCSCT04 |  |  | OIL
| 11397058 | GSU T-03 CURRENT XFM CT308 (H0) | 2620 | Seven Sisters G.S. | 00105H-BPE-USY-U03-XFM | UNIT 3 TRANSFORMER | FEDERAL PIONEER ELECTRIC | REQ | REQ | 156271 | INST | 1 | UNIT 3 | NERC | 1994 |  |  |  | STANDARD |  |  | CA | CURRENT TRANSFORMER | 0 | UNIT 3 |  |  |  |  | 2620 | [7 empty] | CTX |  |  |  | 51651 | 156271 | INSULATING | PCSCT04 |  |  | OIL
| 11397213 | GSU T-04 COOLING WATER FLOW METER | 2620 | Seven Sisters G.S. | 00105H-BPE-USY-U04-XFM | UNIT 4 TRANSFORMER | ROSEMOUNT INC. | REQ | REQ | 155004 | ASEQ | 1 | UNIT 4 | [5 empty] | STANDARD |  |  |  | METER | 0 | UNIT 4 |  |  |  |  | 2620 |  |  |  | 11394756 | 115KV GSU T04 POWER TRANSFORMER |  |  | MET |  |  |  | 65160 | 155004
| 11397065 | GSU T-04 CURRENT XFM CT408 (H0) | 2620 | Seven Sisters G.S. | 00105H-BPE-USY-U04-XFM | UNIT 4 TRANSFORMER | INSTRUMENT TRANSFORMERS INC | REQ | CTW3-60-T50-401 | 156302 | ASEQ | 1 | UNIT 4 | NERC |  |  |  |  | STANDARD |  |  |  | CURRENT TRANSFORMER | 0 | UNIT 4 |  |  |  |  | 2620 |  |  |  | 11394756 | 115KV GSU T04 POWER TRANSFORMER |  |  | CTX |  |  |  | 51651 | 156302 | INSULATING | PCSCT04 |  |  | DRY TYPE
| 11397173 | GSU T-04 H0 TRANSFORMER BUSHING | 2620 | Seven Sisters G.S. | 00105H-BPE-USY-U04-XFM | UNIT 4 TRANSFORMER | ABB | 8G00991301 | O Plus C | 109959 | ASEQ | 1 | UNIT 4 |  | 1998 |  |  |  | BUSHING |  |  | US | BUSHING | 0 | UNIT 4 |  | 015G4000BA |  |  | 2620 |  |  |  | 11394756 | 115KV GSU T04 POWER TRANSFORMER |  |  | BSH |  |  |  | 54092 | 109959 | INSULATING | BUSH001 |  |  | OIL | LITRES | 5 | LITRES |  | NO | data not found | [8 empty] | WHITE | NAMPLATE - <1PPM PCB | [31 empty] | ABB | ALAMO TN | 015G0400BA | O PLUS C | 1 | 15 KV | YES | data not found | data not found | data not found | data not found | data not found | data not found | data not found
| 11397174 | GSU T-04 H1 TRANSFORMER BUSHING | 2620 | Seven Sisters G.S. | 00105H-BPE-USY-U04-XFM | UNIT 4 TRANSFORMER | ABB | 8C00992201 | O Plus C | 120963 | ASEQ | 1 | UNIT 4 |  | 1998 |  |  |  | BUSHING |  |  | US | BUSHING | 0 | UNIT 4 |  | 123G0600AA |  |  | 2620 |  |  |  | 11394756 | 115KV GSU T04 POWER TRANSFORMER |  |  | BSH |  |  |  | 54092 | 120963 | INSULATING | BUSH001 |  |  | OIL | LITRES | 150 | LITRES |  | NO | data not found | [8 empty] | WHITE | [32 empty] | ABB | ALAMO TN | 123G0600AA | O PLUS C | 3 |  | YES | data not found | data not found | data not found | data not found | data not found | data not found | data not found
| 11397175 | GSU T-04 H2 TRANSFORMER BUSHING | 2620 | Seven Sisters G.S. | 00105H-BPE-USY-U04-XFM | UNIT 4 TRANSFORMER | ABB | 8C00992202 | O Plus C | 120965 | ASEQ | 1 | UNIT 4 |  | 1998 |  |  |  | BUSHING |  |  | US | BUSHING | 0 | UNIT 4 |  | 123G0600AA |  |  | 2620 |  |  |  | 11394756 | 115KV GSU T04 POWER TRANSFORMER |  |  | BSH |  |  |  | 54092 | 120965 | INSULATING | BUSH001 |  |  | OIL | LITRES | 150 | LITRES |  | NO | data not found | [8 empty] | WHITE | [32 empty] | ABB | ALAMO TN | 123G0600AA | O PLUS C | 3 |  | YES | data not found | data not found | data not found | data not found | data not found | data not found | data not found
| 11397176 | GSU T-04 H3 TRANSFORMER BUSHING | 2620 | Seven Sisters G.S. | 00105H-BPE-USY-U04-XFM | UNIT 4 TRANSFORMER | ABB | 8C00992203 | O Plus C | 120966 | ASEQ | 1 | UNIT 4 |  | 1998 |  |  |  | BUSHING |  |  | US | BUSHING | 0 | UNIT 4 |  | 123G0600AA |  |  | 2620 |  |  |  | 11394756 | 115KV GSU T04 POWER TRANSFORMER |  |  | BSH |  |  |  | 54092 | 120966 | INSULATING | BUSH001 |  |  | OIL | LITRES | 150 | LITRES |  | NO | data not found | [8 empty] | WHITE | [32 empty] | ABB | ALAMO TN | 123G0600AA | O PLUS C | 3 |  | YES | data not found | data not found | data not found | data not found | data not found | data not found | data not found
| 11863651 | GSU T-04 OIL/ WATER HEAT EXCHANGER | 2620 | Seven Sisters G.S. | 00105H-BPE-USY-U04-XFM | UNIT 4 TRANSFORMER | REQ | REQ | REQ | NEW | ASEQ | 1 | UNIT 4 | [5 empty] | STANDARD |  |  | CA | HEAT EXCHANGER | 0 | UNIT 4 |  |  |  |  | 2620 |  |  |  | 11394756 | 115KV GSU T04 POWER TRANSFORMER |  |  | HEX |  |  |  |  | NEW
| 11396966 | GSU T-04 TRANSFORMER WINDING | 2620 | Seven Sisters G.S. | 00105H-BPE-USY-U04-XFM | UNIT 4 TRANSFORMER |  |  |  | 109960 | ASEQ | 1 | UNIT 4 | [5 empty] | STANDARD |  |  |  | WINDING | 0 | UNIT 4 |  |  |  |  | 2620 |  |  |  | 11394756 | 115KV GSU T04 POWER TRANSFORMER |  |  | WND |  |  |  | 54601 | 109960 | data not found
| 11397177 | GSU T-04 X1 TRANSFORMER BUSHING | 2620 | Seven Sisters G.S. | 00105H-BPE-USY-U04-XFM | UNIT 4 TRANSFORMER | ABB | 8C00956301 | O Plus C | 120968 | ASEQ | 1 | UNIT 4 |  | 1998 |  |  |  | BUSHING |  |  | US | BUSHING | 0 | UNIT 4 |  | 015G4000BA |  |  | 2620 |  |  |  | 11394756 | 115KV GSU T04 POWER TRANSFORMER |  |  | BSH |  |  |  | 54092 | 120968 | INSULATING | BUSH001 |  |  | OIL | LITRES | 5 | LITRES |  | NO | data not found | [8 empty] | WHITE | NAMEPLAT - <1PPM PCB | [31 empty] | ABB | ALAMO TN | 015G4000LA | O PLUS C | 1 | 15 KV | YES | data not found | data not found | data not found | data not found | data not found | data not found | data not found
| 11397178 | GSU T-04 X2 TRANSFORMER BUSHING | 2620 | Seven Sisters G.S. | 00105H-BPE-USY-U04-XFM | UNIT 4 TRANSFORMER | ABB | 8C00946302 | O Plus C | 120969 | ASEQ | 1 | UNIT 4 |  | 1998 |  |  |  | BUSHING |  |  | US | BUSHING | 0 | UNIT 4 |  | 015G4000BA |  |  | 2620 |  |  |  | 11394756 | 115KV GSU T04 POWER TRANSFORMER |  |  | BSH |  |  |  | 54092 | 120969 | INSULATING | BUSH001 |  |  | OIL | [14 empty] | WHITE | NAMEPLATE- <1PPM PCB | [31 empty] | ABB | ALAMO TN | 015G4000LA | O PLUS C | 1 | 15 KV | YES | data not found | data not found | data not found | data not found | data not found | data not found | data not found
| 11397179 | GSU T-04 X3 TRANSFORMER BUSHING | 2620 | Seven Sisters G.S. | 00105H-BPE-USY-U04-XFM | UNIT 4 TRANSFORMER | ABB | 8C00946303 | O Plus C | 120971 | ASEQ | 1 | UNIT 4 |  | 1998 |  |  |  | BUSHING |  |  | US | BUSHING | 0 | UNIT 4 |  | 015G4000BA |  |  | 2620 |  |  |  | 11394756 | 115KV GSU T04 POWER TRANSFORMER |  |  | BSH |  |  |  | 54092 | 120971 | INSULATING | BUSH001 |  |  | OIL | LITRES | 5 | LITRES |  | NO | data not found | [8 empty] | WHITE | NAMEPLAT - <1PPM PCB | [31 empty] | ABB | ALAMO TN | 015G4000LA | O PLUS C | 1 | 15 KV | YES | data not found | data not found | data not found | data not found | data not found | data not found | data not found
| 11824478 | GSU T05 ECLIPSE GICM MONITOR | 2620 | Seven Sisters G.S. | 00105H-BPE-USY-U05-XFM | UNIT 5 TRANSFORMER | ADVANCED POWER TECHNOLOGIES |  | ECLIPSE-041Y-A | NEW | ASEQ | 1 | UNIT 6 | [5 empty] | STANDARD |  |  | US | MONITOR | 0 | UNIT 6 |  |  |  |  | 2620 |  |  |  | 11824462 | 115KV GSU T05 POWER TRANSFORMER |  |  | MON |  |  |  |  | NEW
| 11824466 | GSU T05 H0 TRANSFORMER BUSHING | 2620 | Seven Sisters G.S. | 00105H-BPE-USY-U05-XFM | UNIT 5 TRANSFORMER | ABB |  | 015G0400CA | NEW | ASEQ | 1 | UNIT 6 | [5 empty] | BUSHING |  |  | US | BUSHING | 38 | UNIT 6 |  |  |  |  | 2620 |  |  |  | 11824462 | 115KV GSU T05 POWER TRANSFORMER |  |  | BSH | LB | [23 empty] | WHITE |  |  | data not found |  | AS PER NAMEPLATE | DELIVERED PCB <1PPM | [26 empty] | ABB | ALAMO, TENNESSEE USA | 015G0400CA | EEMAC | 99 |  |  | data not found | data not found | data not found | data not found | data not found | data not found | data not found | 2019
| 11824463 | GSU T05 H1 TRANSFORMER BUSHING | 2620 | Seven Sisters G.S. | 00105H-BPE-USY-U05-XFM | UNIT 5 TRANSFORMER | ABB | 1ZUA19190769 | O PLUS C | NEW | ASEQ | 1 | UNIT 6 |  | 2019 |  |  |  | BUSHING |  |  | US | BUSHING | 400 | UNIT 6 |  | 123G0600AA |  |  | 2620 |  |  |  | 11824462 | 115KV GSU T05 POWER TRANSFORMER |  |  | BSH | LB |  |  |  | NEW | INSULATING | BUSH001 |  |  | OIL | LITRES |  | LITRES | [11 empty] | WHITE |  |  | data not found |  | AS PER NAMEPLATE | DELIVERED PCB <1 PPM | [26 empty] | ABB | ALAMO, TENNESSEE, USA | 123G0600AA | O PLUS C | 99 |  |  | data not found | data not found | data not found | data not found | data not found | data not found | data not found
| 11824464 | GSU T05 H2 TRANSFORMER BUSHING | 2620 | Seven Sisters G.S. | 00105H-BPE-USY-U05-XFM | UNIT 5 TRANSFORMER | ABB | IZUA19190770 | O PLUS C | NEW | ASEQ | 1 | UNIT 6 |  | 2019 |  |  |  | BUSHING |  |  | US | BUSHING | 400 | UNIT 6 |  | 123G0600AA |  |  | 2620 |  |  |  | 11824462 | 115KV GSU T05 POWER TRANSFORMER |  |  | BSH | LB |  |  |  | NEW | INSULATING | BUSH001 |  |  | OIL | LITRES |  | LITRES | [11 empty] | WHITE |  |  | data not found |  | AS PER NAMEPLATE | DELIVERED PCB <1 PPM | [26 empty] | ABB | ALAMO, TENNESSEE, USA | 123G0600AA | O PLUS C | 99 |  |  | data not found | data not found | data not found | data not found | data not found | data not found | data not found
| 11824465 | GSU T05 H3 TRANSFORMER BUSHING | 2620 | Seven Sisters G.S. | 00105H-BPE-USY-U05-XFM | UNIT 5 TRANSFORMER | ABB | 1ZUA19190768 | O PLUS C | NEW | ASEQ | 1 | UNIT 6 |  | 2019 |  |  |  | BUSHING |  |  | US | BUSHING | 400 | UNIT 6 |  |  |  |  | 2620 |  |  |  | 11824462 | 115KV GSU T05 POWER TRANSFORMER |  |  | BSH | LB |  |  |  | NEW | INSULATING | BUSH001 |  |  | OIL | [14 empty] | WHITE |  |  | data not found |  | AS PER NAMEPLATE | DELIVERED PCB <1 PPM | [26 empty] | ABB | ALAMO, TENNESSEE, USA | 123G0600AA | O PLUS C | 99 |  |  | data not found | data not found | data not found | data not found | data not found | data not found | data not found
| 11824471 | GSU T05 HYDRAN GAS MONITOR | 2620 | Seven Sisters G.S. | 00105H-BPE-USY-U05-XFM | UNIT 5 TRANSFORMER | GE ENERGY KELMAN |  | HYDRAN M2-X | NEW | ASEQ | 1 | UNIT 6 | [5 empty] | STANDARD |  |  | IE | MONITOR | 0 | UNIT 6 |  |  |  |  | 2620 |  |  |  | 11824462 | 115KV GSU T05 POWER TRANSFORMER |  |  | MON
| 11395038 | GSU T-05 NEUTRAL BUS CURRENT XFM CT508 | 2620 | Seven Sisters G.S. | 00105H-BPE-USY-U05-CTX | UNIT 5 CURRENT TRANSFORMERS | REQ | REQ | REQ | 156332 | INST | 1 | UNIT 5 | NERC |  |  |  |  | STANDARD |  |  |  | CURRENT TRANSFORMER | 0 | UNIT 5 |  |  |  |  | 2620 | [7 empty] | CTX |  |  |  | 51651 | 156332 | INSULATING | PCSCT04 |  |  | OIL
| 11824479 | GSU T-05 NEUTRAL BUS HALL EFFECT CT508 | 2620 | Seven Sisters G.S. | 00105H-BPE-USY-U05-XFM | UNIT 5 TRANSFORMER | ADVANCED POWER TECHNOLOGIES | REQ | 57100200150CE | NEW | ASEQ | 1 | UNIT 6 | [5 empty] | STANDARD |  |  |  | CURRENT TRANSFORMER | 0 | UNIT 6 |  |  |  |  | 2620 |  |  |  | 11824462 | 115KV GSU T05 POWER TRANSFORMER |  |  | CTX |  |  |  |  | NEW
| 11824480 | GSU T-05 NEUTRAL BUS HALL EFFECT CT508 | 2620 | Seven Sisters G.S. | 00105H-BPE-USY-U05-XFM | UNIT 5 TRANSFORMER | ADVANCED POWER TECHNOLOGIES |  | 57100200150CE | NEW | ASEQ | 1 | UNIT 6 | [5 empty] | STANDARD |  |  |  | CURRENT TRANSFORMER | 0 | UNIT 6 |  |  |  |  | 2620 |  |  |  | 11824462 | 115KV GSU T05 POWER TRANSFORMER |  |  | CTX |  |  |  |  | NEW
| 11824474 | GSU T05 PRESSURE MONITOR 63M1B | 2620 | Seven Sisters G.S. | 00105H-BPE-USY-U05-XFM | UNIT 5 TRANSFORMER | REQ |  | 930-008-81 CS-35480 | NEW | ASEQ | 1 | UNIT 6 | [5 empty] | STANDARD |  |  |  | MONITOR | 0 | UNIT 6 |  |  |  |  | 2620 |  |  |  | 11824462 | 115KV GSU T05 POWER TRANSFORMER |  |  | MON |  |  |  |  | NEW
| 11824475 | GSU T05 PRESSURE MONITOR 63M2B | 2620 | Seven Sisters G.S. | 00105H-BPE-USY-U05-XFM | UNIT 5 TRANSFORMER | REQ |  | 930-008-01 CS-36-480 | NEW | ASEQ | 1 | UNIT 6 | [5 empty] | STANDARD |  |  |  | MONITOR | 0 | UNIT 6 |  |  |  |  | 2620 |  |  |  | 11824462 | 115KV GSU T05 POWER TRANSFORMER |  |  | MON |  |  |  |  | NEW
| 11824476 | GSU T05 PRESSURE MONITOR 63M3B | 2620 | Seven Sisters G.S. | 00105H-BPE-USY-U05-XFM | UNIT 5 TRANSFORMER | REQ |  | 930-008-01 CS-36-480 | NEW | ASEQ | 1 | UNIT 6 | [5 empty] | STANDARD |  |  |  | MONITOR | 0 | UNIT 6 |  |  |  |  | 2620 |  |  |  | 11824462 | 115KV GSU T05 POWER TRANSFORMER |  |  | MON |  |  |  |  | NEW
| 11824477 | GSU T05 QUALITROL QTMS MONITOR | 2620 | Seven Sisters G.S. | 00105H-BPE-USY-U05-XFM | UNIT 5 TRANSFORMER | QUALITROL | REQ | QTMS-00386326 | NEW | ASEQ | 1 | UNIT 6 | [5 empty] | STANDARD |  |  | US | CONTROLLER | 0 | UNIT 6 |  |  |  |  | 2620 |  |  |  | 11824462 | 115KV GSU T05 POWER TRANSFORMER |  |  | CNL |  |  |  |  | NEW
| 11824470 | GSU T05 TRANSFORMER WINDING | 2620 | Seven Sisters G.S. | 00105H-BPE-USY-U05-XFM | UNIT 5 TRANSFORMER | REQ |  | REQ | NEW | ASEQ | 1 | UNIT 6 | [5 empty] | STANDARD |  |  |  | WINDING | 0 | UNIT 6 |  |  |  |  | 2620 |  |  |  | 11824462 | 115KV GSU T05 POWER TRANSFORMER |  |  | WND
| 11824467 | GSU T05 X1 TRANSFORMER BUSHING | 2620 | Seven Sisters G.S. | 00105H-BPE-USY-U05-XFM | UNIT 5 TRANSFORMER | ABB | 1ZUA 19190638 | EEMAC | NEW | ASEQ | 1 | UNIT 6 |  | 2019 |  |  |  | BUSHING |  |  | US | BUSHING | 160 | UNIT 6 |  |  |  |  | 2620 |  |  |  | 11824462 | 115KV GSU T05 POWER TRANSFORMER |  |  | BSH | LB |  |  |  | NEW | [19 empty] | WHITE |  |  | data not found |  | AS PER NAMEPLATE | DELIVERED PCB <1 PPM | [26 empty] | ABB | ALAMO, TENNESSEE, USA | 015G4000MA | EEMAC | 99 |  |  | data not found | data not found | data not found | data not found | data not found | data not found | data not found
| 11824468 | GSU T05 X2 TRANSFORMER BUSHING | 2620 | Seven Sisters G.S. | 00105H-BPE-USY-U05-XFM | UNIT 5 TRANSFORMER | ABB |  | EEMAC | NEW | ASEQ | 1 | UNIT 6 | [5 empty] | BUSHING |  |  | US | BUSHING | 160 | UNIT 6 |  |  |  |  | 2620 |  |  |  | 11824462 | 115KV GSU T05 POWER TRANSFORMER |  |  | BSH | LB |  |  |  | NEW | [19 empty] | WHITE |  |  | data not found |  | DELIVERED PCB <1 PPM | AS PER NAMEPLATE | [26 empty] | ABB | ALAMO, TENNESSEE, USA | 015G4000MA | EEMAC | 99 |  |  | data not found | data not found | data not found | data not found | data not found | data not found | data not found
| 11824469 | GSU T05 X3 TRANSFORMER BUSHING | 2620 | Seven Sisters G.S. | 00105H-BPE-USY-U05-XFM | UNIT 5 TRANSFORMER | ABB | 1ZUA 19190640 | EEMAC | NEW | ASEQ | 1 | UNIT 6 |  | 2019 |  |  |  | BUSHING |  |  | US | BUSHING | 160 | UNIT 6 |  |  |  |  | 2620 |  |  |  | 11824462 | 115KV GSU T05 POWER TRANSFORMER |  |  | BSH | LB |  |  |  | NEW | [19 empty] | WHITE |  | DELIVERED PCB <1 PPM | data not found |  | AS PER NAMEPLATE | [27 empty] | ABB | ALAMO, TENNESSEE, USA | 015G4000MA | EEMAC | 99 |  |  | data not found | data not found | data not found | data not found | data not found | data not found | data not found
| 11824473 | GSU T06 COOLING WATER FLOW METER | 2620 | Seven Sisters G.S. | 00105H-BPE-USY-U05-XFM | UNIT 5 TRANSFORMER | ROSEMOUNT |  | REQ | NEW | ASEQ | 1 | UNIT 6 | [5 empty] | STANDARD |  |  |  | METER | 0 | UNIT 6 |  |  |  |  | 2620 |  |  |  | 11824462 | 115KV GSU T05 POWER TRANSFORMER |  |  | MET |  |  |  |  | NEW
| 11794571 | GSU T06 COOLING WATER FLOW METER | 2620 | Seven Sisters G.S. | 00105H-BPE-USY-U06-XFM | UNIT 6 TRANSFORMER | ROSEMOUNT | REQ | REQ | NEW | ASEQ | 1 | UNIT 6 | [5 empty] | STANDARD |  |  |  | METER | 0 | UNIT 6 |  |  |  |  | 2620 |  |  |  | 11794560 | 115KV GSU T06 POWER TRANSFORMER |  |  | MET |  |  |  |  | NEW
| 11794576 | GSU T06 ECLIPSE GICM MONITOR | 2620 | Seven Sisters G.S. | 00105H-BPE-USY-U06-XFM | UNIT 6 TRANSFORMER | ADVANCED POWER TECHNOLOGIES | E-1418A | ECLIPSE-041Y-A | NEW | ASEQ | 1 | UNIT 6 | [5 empty] | STANDARD |  |  | US | MONITOR | 0 | UNIT 6 |  |  |  |  | 2620 |  |  |  | 11794560 | 115KV GSU T06 POWER TRANSFORMER |  |  | MON |  |  |  |  | NEW
| 11794564 | GSU T06 H0 TRANSFORMER BUSHING | 2620 | Seven Sisters G.S. | 00105H-BPE-USY-U06-XFM | UNIT 6 TRANSFORMER | ABB | 1ZUA 19193141 | 015G0400CA | NEW | ASEQ | 1 | UNIT 6 |  | 2019 |  |  |  | BUSHING |  |  | US | BUSHING | 38 | UNIT 6 |  |  |  |  | 2620 |  |  |  | 11794560 | 115KV GSU T06 POWER TRANSFORMER |  |  | BSH | LB | [23 empty] | WHITE |  |  | data not found |  | AS PER NAMEPLATE | DELIVERED PCB <1PPM | [26 empty] | ABB | ALAMO, TENNESSEE USA | 015G0400CA | EEMAC | 99 |  |  | data not found | data not found | data not found | data not found | data not found | data not found | data not found
| 11794561 | GSU T06 H1 TRANSFORMER BUSHING | 2620 | Seven Sisters G.S. | 00105H-BPE-USY-U06-XFM | UNIT 6 TRANSFORMER | ABB | 1ZUA19192548 | O PLUS C | NEW | ASEQ | 1 | UNIT 6 |  | 2016 |  |  |  | BUSHING |  |  | US | BUSHING | 400 | UNIT 6 |  |  |  |  | 2620 |  |  |  | 11794560 | 115KV GSU T06 POWER TRANSFORMER |  |  | BSH | LB |  |  | NEW | NEW | INSULATING | BUSH001 |  |  | OIL | [14 empty] | WHITE |  |  | data not found |  | AS PER NAMEPLATE | DELIVERED PCB <1 PPM | [26 empty] | ABB | ALAMO, TENNESSEE, USA | 123G0600AA | O PLUS C | 99 |  |  | data not found | data not found | data not found | data not found | data not found | data not found | data not found
| 11794562 | GSU T06 H2 TRANSFORMER BUSHING | 2620 | Seven Sisters G.S. | 00105H-BPE-USY-U06-XFM | UNIT 6 TRANSFORMER | ABB | 1ZUA19192547 | O PLUS C | NEW | ASEQ | 1 | UNIT 6 |  | 2019 |  |  |  | BUSHING |  |  | US | BUSHING | 400 | UNIT 6 |  |  |  |  | 2620 |  |  |  | 11794560 | 115KV GSU T06 POWER TRANSFORMER |  |  | BSH | LB |  |  | NEW | NEW | INSULATING | BUSH001 |  |  | OIL | [14 empty] | WHITE |  |  | data not found |  | AS PER NAMEPLATE | DELIVERED PCB <1 PPM | [26 empty] | ABB | ALAMO, TENNESSEE, USA | 123G0600AA | O PLUS C | 99 |  |  | data not found | data not found | data not found | data not found | data not found | data not found | data not found
| 11794563 | GSU T06 H3 TRANSFORMER BUSHING | 2620 | Seven Sisters G.S. | 00105H-BPE-USY-U06-XFM | UNIT 6 TRANSFORMER | ABB | 1ZUA19192549 | O PLUS C | NEW | ASEQ | 1 | UNIT 6 |  | 2019 |  |  |  | BUSHING |  |  | US | BUSHING | 400 | UNIT 6 |  |  |  |  | 2620 |  |  |  | 11794560 | 115KV GSU T06 POWER TRANSFORMER |  |  | BSH | LB |  |  |  | NEW | INSULATING | BUSH001 |  |  | OIL | [14 empty] | WHITE |  |  | data not found |  | AS PER NAMEPLATE | DELIVERED PCB <1 PPM | [26 empty] | ABB | ALAMO, TENNESSEE, USA | 123G0600AA | O PLUS C | 99 |  |  | data not found | data not found | data not found | data not found | data not found | data not found | data not found
| 11794570 | GSU T06 HYDRAN GAS MONITOR | 2620 | Seven Sisters G.S. | 00105H-BPE-USY-U06-XFM | UNIT 6 TRANSFORMER | GE ENERGY KELMAN | 1909551908 | HYDRAN M2-X | NEW | ASEQ | 1 | UNIT 6 | [5 empty] | STANDARD |  |  | IE | MONITOR | 0 | UNIT 6 |  |  |  |  | 2620 |  |  |  | 11794560 | 115KV GSU T06 POWER TRANSFORMER |  |  | MON
| 11812132 | GSU T-06 NEUTRAL BUS HALL EFFECT CT608 | 2620 | Seven Sisters G.S. | 00105H-BPE-USY-U06-XFM | UNIT 6 TRANSFORMER | ADVANCED POWER TECHNOLOGIES | D0180A | 57100200150CE | NEW | ASEQ | 1 | UNIT 6 | [5 empty] | STANDARD |  |  |  | CURRENT TRANSFORMER | 0 | UNIT 6 |  |  |  |  | 2620 |  |  |  | 11794560 | 115KV GSU T06 POWER TRANSFORMER |  |  | CTX |  |  |  |  | NEW
| 11812133 | GSU T-06 NEUTRAL BUS HALL EFFECT CT608 | 2620 | Seven Sisters G.S. | 00105H-BPE-USY-U06-XFM | UNIT 6 TRANSFORMER | ADVANCED POWER TECHNOLOGIES | D017A | 57100200150CE | NEW | ASEQ | 1 | UNIT 6 | [5 empty] | STANDARD |  |  |  | CURRENT TRANSFORMER | 0 | UNIT 6 |  |  |  |  | 2620 |  |  |  | 11794560 | 115KV GSU T06 POWER TRANSFORMER |  |  | CTX |  |  |  |  | NEW
| 11794572 | GSU T06 PRESSURE MONITOR 63M1B | 2620 | Seven Sisters G.S. | 00105H-BPE-USY-U06-XFM | UNIT 6 TRANSFORMER | REQ | 50323303-28-3 | 930-008-81 CS-35480 | NEW | ASEQ | 1 | UNIT 6 |  | 2018 |  |  |  | STANDARD | 11 |  |  | MONITOR | 0 | UNIT 6 |  |  |  |  | 2620 |  |  |  | 11794560 | 115KV GSU T06 POWER TRANSFORMER |  |  | MON |  |  |  |  | NEW
| 11794573 | GSU T06 PRESSURE MONITOR 63M2B | 2620 | Seven Sisters G.S. | 00105H-BPE-USY-U06-XFM | UNIT 6 TRANSFORMER | REQ | 50226038-1-2 | 930-008-01 CS-36-480 | NEW | ASEQ | 1 | UNIT 6 |  | 2016 |  |  |  | STANDARD | 3 |  |  | MONITOR | 0 | UNIT 6 |  |  |  |  | 2620 |  |  |  | 11794560 | 115KV GSU T06 POWER TRANSFORMER |  |  | MON |  |  |  |  | NEW
| 11794574 | GSU T06 PRESSURE MONITOR 63M3B | 2620 | Seven Sisters G.S. | 00105H-BPE-USY-U06-XFM | UNIT 6 TRANSFORMER | REQ | 50359841-4-2 | 930-008-01 CS-36-480 | NEW | ASEQ | 1 | UNIT 6 | [5 empty] | STANDARD |  |  |  | MONITOR | 0 | UNIT 6 |  |  |  |  | 2620 |  |  |  | 11794560 | 115KV GSU T06 POWER TRANSFORMER |  |  | MON |  |  |  |  | NEW
| 11794575 | GSU T06 QUALITROL QTMS MONITOR | 2620 | Seven Sisters G.S. | 00105H-BPE-USY-U06-XFM | UNIT 6 TRANSFORMER | QUALITROL | 50360037-4-1 | QTMS-00386326 | NEW | ASEQ | 1 | UNIT 6 |  | 2019 |  |  |  | STANDARD | 10 |  | US | CONTROLLER | 0 | UNIT 6 |  |  |  |  | 2620 |  |  |  | 11794560 | 115KV GSU T06 POWER TRANSFORMER |  |  | CNL |  |  |  |  | NEW
| 11794568 | GSU T06 TRANSFORMER WINDING | 2620 | Seven Sisters G.S. | 00105H-BPE-USY-U06-XFM | UNIT 6 TRANSFORMER | REQ | REQ | REQ |  | ASEQ | 1 | UNIT 6 | [5 empty] | STANDARD |  |  |  | WINDING | 0 | UNIT 6 |  |  |  |  | 2620 |  |  |  | 11794560 | 115KV GSU T06 POWER TRANSFORMER |  |  | WND
| 11794565 | GSU T06 X1 TRANSFORMER BUSHING | 2620 | Seven Sisters G.S. | 00105H-BPE-USY-U06-XFM | UNIT 6 TRANSFORMER | ABB | 1ZUA19193143 | EEMAC | NEW | ASEQ | 1 | UNIT 6 |  | 2019 |  |  |  | BUSHING |  |  | US | BUSHING | 160 | UNIT 6 |  |  |  |  | 2620 |  |  |  | 11794560 | 115KV GSU T06 POWER TRANSFORMER |  |  | BSH | LB |  |  |  | NEW | [19 empty] | WHITE |  |  | data not found |  | AS PER NAMEPLATE | DELIVERED PCB <1 PPM | [26 empty] | ABB | ALAMO, TENNESSEE, USA | 015G4000MA | EEMAC | 99 |  |  | data not found | data not found | data not found | data not found | data not found | data not found | data not found
| 11794566 | GSU T06 X2 TRANSFORMER BUSHING | 2620 | Seven Sisters G.S. | 00105H-BPE-USY-U06-XFM | UNIT 6 TRANSFORMER | ABB | 1ZUA19193144 | EEMAC | NEW | ASEQ | 1 | UNIT 6 |  | 2019 |  |  |  | BUSHING |  |  | US | BUSHING | 160 | UNIT 6 |  |  |  |  | 2620 |  |  |  | 11794560 | 115KV GSU T06 POWER TRANSFORMER |  |  | BSH | LB |  |  |  | NEW | [19 empty] | WHITE |  |  | data not found |  | DELIVERED PCB <1 PPM | AS PER NAMEPLATE | [26 empty] | ABB | ALAMO, TENNESSEE, USA | 015G4000MA | EEMAC | 99 |  |  | data not found | data not found | data not found | data not found | data not found | data not found | data not found
| 11794567 | GSU T06 X3 TRANSFORMER BUSHING | 2620 | Seven Sisters G.S. | 00105H-BPE-USY-U06-XFM | UNIT 6 TRANSFORMER | ABB | 1ZUA19193145 | EEMAC | NEW | ASEQ | 1 | UNIT 6 |  | 2019 |  |  |  | BUSHING |  |  | US | BUSHING | 160 | UNIT 6 |  |  |  |  | 2620 |  |  |  | 11794560 | 115KV GSU T06 POWER TRANSFORMER |  |  | BSH | LB |  |  |  | NEW | [19 empty] | WHITE |  | DELIVERED PCB <1 PPM | data not found |  | AS PER NAMEPLATE | [27 empty] | ABB | ALAMO, TENNESSEE, USA | 015G4000MA | EEMAC | 99 |  |  | data not found | data not found | data not found | data not found | data not found | data not found | data not found
| 11395063 | GSU T-06NEUTRAL BUS CURRENT XFM CT608 | 2620 | Seven Sisters G.S. | 00105H-BPE-USY-U06-CTX | UNIT 6 CURRENT TRANSFORMERS | REQ | REQ | REQ | 156363 | INST | 1 | UNIT 6 | NERC |  |  |  |  | STANDARD |  |  |  | CURRENT TRANSFORMER | 0 | UNIT 6 |  |  |  |  | 2620 | [7 empty] | CTX |  |  |  | 51651 | 156363 | INSULATING | PCSCT04 |  |  | OIL
| 11395381 | GSU T1 TRANSFORMER DELUGE SYSTEM | 2620 | Seven Sisters G.S. | 00105H-BPA-FPS-FWS-DST-DLG | FIRE WATER DELUGE SYSTEM |  |  |  | 042504 | INST | 1 | UNIT 1 | FIRE |  |  |  |  | STANDARD |  |  |  | DELUGE | 0 | UNIT 1 |  |  |  |  | 2620 | [7 empty] | DLG |  |  |  | 78200 | 042504 | data not found
| 11395385 | GSU T2 TRANSFORMER DELUGE SYSTEM | 2620 | Seven Sisters G.S. | 00105H-BPA-FPS-FWS-DST-DLG | FIRE WATER DELUGE SYSTEM |  |  |  | 042510 | INST | 1 | UNIT 2 | FIRE |  |  |  |  | STANDARD |  |  |  | DELUGE | 0 | UNIT 2 |  |  |  |  | 2620 | [7 empty] | DLG |  |  |  | 78200 | 042510 | data not found
| 11395388 | GSU T3 TRANSFORMER DELUGE SYSTEM | 2620 | Seven Sisters G.S. | 00105H-BPA-FPS-FWS-DST-DLG | FIRE WATER DELUGE SYSTEM |  |  |  | 042513 | INST | 1 | UNIT 3 | FIRE |  |  |  |  | STANDARD |  |  |  | DELUGE | 0 | UNIT 3 |  |  |  |  | 2620 | [7 empty] | DLG |  |  |  | 78200 | 042513 | data not found
| 11395391 | GSU T4 TRANSFORMER DELUGE SYSTEM | 2620 | Seven Sisters G.S. | 00105H-BPA-FPS-FWS-DST-DLG | FIRE WATER DELUGE SYSTEM |  |  |  | 042516 | INST | 1 | UNIT 4 | FIRE |  |  |  |  | STANDARD |  |  |  | DELUGE | 0 | UNIT 4 |  |  |  |  | 2620 | [7 empty] | DLG |  |  |  | 78200 | 042516 | data not found
| 11395394 | GSU T5 TRANSFORMER DELUGE SYSTEM | 2620 | Seven Sisters G.S. | 00105H-BPA-FPS-FWS-DST-DLG | FIRE WATER DELUGE SYSTEM |  |  |  | 042519 | INST | 1 | UNIT 5 | FIRE |  |  |  |  | STANDARD |  |  |  | DELUGE | 0 | UNIT 5 |  |  |  |  | 2620 | [7 empty] | DLG |  |  |  | 78200 | 042519 | data not found
| 11395396 | GSU T6 TRANSFORMER DELUGE SYSTEM | 2620 | Seven Sisters G.S. | 00105H-BPA-FPS-FWS-DST-DLG | FIRE WATER DELUGE SYSTEM |  |  |  | 042522 | INST | 1 | UNIT 6 | FIRE |  |  |  |  | STANDARD |  |  |  | DELUGE | 0 | UNIT 6 |  |  |  |  | 2620 | [7 empty] | DLG |  |  |  | 78200 | 042522 | data not found
| 11395109 | HAUL&STORE #1 DOMESTIC WATER PUMP | 2620 | Seven Sisters G.S. | 00105H-BPA-SWS-DMW | DOMESTIC WATER SYSTEM |  |  |  | 154837 | INST | 1 | [6 empty] | STANDARD |  |  |  | PUMP | 0 | [5 empty] | 2620 | [7 empty] | PMP |  |  |  | 72000 | 154837
| 11395242 | HAUL&STORE #1 POTABLE WATER TANK | 2620 | Seven Sisters G.S. | 00105H-BPA-SWS-DMW | DOMESTIC WATER SYSTEM |  |  |  | 154836 | INST | 1 | [6 empty] | STANDARD |  |  |  | TANK | 0 | [5 empty] | 2620 | [7 empty] | TNK |  |  |  | 72000 | 154836
| 11395243 | HAUL&STORE #1 SEWAGE TANK | 2620 | Seven Sisters G.S. | 00105H-BPA-WWS-SWG | SEWAGE SYSTEM | EQUINOX |  |  | 154827 | INST | 1 | [6 empty] | STANDARD |  |  |  | TANK | 0 | [5 empty] | 2620 | [7 empty] | TNK |  |  |  | 79125 | 154827
| 11395110 | HAUL&STORE #2 DOMESTIC WATER PUMP | 2620 | Seven Sisters G.S. | 00105H-BPA-SWS-DMW | DOMESTIC WATER SYSTEM |  |  |  | 154838 | INST | 1 | [6 empty] | STANDARD |  |  |  | PUMP | 0 | [5 empty] | 2620 | [7 empty] | PMP |  |  |  | 72000 | 154838
| 11395292 | HAUL&STORE DELIVERED WATER FLOW METER | 2620 | Seven Sisters G.S. | 00105H-BPA-SWS-DMW | DOMESTIC WATER SYSTEM | ABB | 3K620000018762 | MFE1013E110A004EH | 154833 | INST | 1 |  |  | 2009 |  |  |  | STANDARD | 6 |  |  | METER | 0 | [5 empty] | 2620 | [7 empty] | MET |  |  |  | 72000 | 154833
| 11395241 | HAUL&STORE EMERGENCY SEWAGE TANK | 2620 | Seven Sisters G.S. | 00105H-BPA-WWS-SWG | SEWAGE SYSTEM |  |  |  | 034521 | INST | 1 | [6 empty] | STANDARD |  |  |  | TANK | 0 | [5 empty] | 2620 | [7 empty] | TNK |  |  | 1-00105-D-00101 0001 | 79125 | 034521 | data not found
| 11395111 | HAUL&STORE PROGRAM LOGIC CONTROLLER | 2620 | Seven Sisters G.S. | 00105H-BPA-SWS | SERVICE WATER SYSTEM |  |  |  | 154825 | INST | 1 | [6 empty] | STANDARD |  |  |  | LOGIC CONTROLLER | 0 | [5 empty] | 2620 | [7 empty] | PLC |  |  |  | 67200 | 154825
| 11395293 | HAUL&STORE WTR DIST RETURN FLOW METER | 2620 | Seven Sisters G.S. | 00105H-BPA-SWS-DMW | DOMESTIC WATER SYSTEM |  |  |  | 154835 | INST | 1 | [6 empty] | STANDARD |  |  |  | METER | 0 | [5 empty] | 2620 | [7 empty] | MET |  |  |  | 72000 | 154835
| 11395294 | HAUL&STORE WTR DIST SUPPLY FLOW METER | 2620 | Seven Sisters G.S. | 00105H-BPA-SWS-DMW | DOMESTIC WATER SYSTEM |  |  |  | 154834 | INST | 1 | [6 empty] | STANDARD |  |  |  | METER | 0 | [5 empty] | 2620 | [7 empty] | MET |  |  |  | 72000 | 154834
| 11668210 | HOUSE UNIT 1 GOV OIL SUMP TANK | 2620 | Seven Sisters G.S. | 00105H-BPE-HU1-TUR-GOV-ONP | HOUSE UNIT 1 GOV NON PRESSURIZED OIL SYS | WOODWARD GOVERNOR COMPANY |  |  | NEW | INST | 1 | HU 1 | [5 empty] | STANDARD |  |  | US | TANK | 0 | HOUSE UNIT 1 |  |  |  |  | 2620 | [7 empty] | TNK |  |  |  | 41715 | NEW | data not found | [7 empty] | TERESSO 68 |  | data not found
| 11395114 | HOUSE UNIT 1 HEADGATE | 2620 | Seven Sisters G.S. | 00105H-BPE-HU1-TUR-WSD-HGT | HOUSE UNIT 1 INTAKE GATE | WILLIAM HAMILTON LTD. |  |  | 032964 | INST | 1 | HU 1 | [5 empty] | STANDARD |  |  |  | GATE | 0 | HOUSE UNIT 1 |  |  |  |  | 2620 | [7 empty] | GTE |  |  |  | 76300 | 032964 | data not found
| 11395115 | HOUSE UNIT 1 INTAKE TRASHRACKS | 2620 | Seven Sisters G.S. | 00105H-BPE-HU1-TUR-WSD-TRK | HOUSE UNIT 1 INTAKE TRASHRACKS | DOMINION BRIDGE CO. LTD. |  |  | 062655 | INST | 1 | HU 1 | [5 empty] | STANDARD |  |  |  | TRASHRACK | 0 | HOUSE UNIT 1 |  |  |  |  | 2620 | [7 empty] | TRK |  |  |  | 76430 | 062655 | data not found
| 11395116 | HOUSE UNIT 1 STATIC EXCITER | 2620 | Seven Sisters G.S. | 00105H-BPE-HU1-GEN-EXC-SAT | HOUSE UNIT 1 STATIC EXCITER |  |  |  | 050472 | INST | 1 | HU 1 |  |  | 05-51-11 | EXCITATION GENERATOR HU COMPONENTS SS |  | STANDARD |  |  |  | EXCITER | 0 | HOUSE UNIT 1 |  |  |  |  | 2620 |  |  | 2001-01-01 |  |  |  |  | EXC |  |  |  | 42700 | 050472 | data not found | [10 empty] | YES | EXCITATION SYSTEM, DIGITAL | EXCITERS | NO | data not found
| 11395117 | HOUSE UNIT 1 TURBINE DRAFT TUBE LINER | 2620 | Seven Sisters G.S. | 00105H-BPE-HU1-TUR-WSD-PAS-DTB | HOUSE UNIT 1 TURBINE DRAFT TUBE |  |  |  | 062661 | INST | 1 | HU 1 | [5 empty] | STANDARD |  |  |  | DRAFT TUBE LINER | 0 | HOUSE UNIT 1 |  |  |  |  | 2620 | [7 empty] | DTL |  |  |  | 41130 | 062661 | data not found
| 11395118 | HOUSE UNIT 1 TURBINE HEADCOVER | 2620 | Seven Sisters G.S. | 00105H-BPE-HU1-TUR-HDC | HOUSE UNIT 1 TURBINE HEADCOVER |  |  |  | 062664 | INST | 1 | HU 1 | [5 empty] | STANDARD |  |  |  | HEAD COVER | 0 | HOUSE UNIT 1 |  |  |  |  | 2620 | [7 empty] | HCV |  |  |  | 41121 | 062664 | data not found
| 11395119 | HOUSE UNIT 1 TURBINE RUNNER | 2620 | Seven Sisters G.S. | 00105H-BPE-HU1-TUR-RUN | HOUSE UNIT 1 TURBINE RUNNER | S MORGAN SMITH |  |  | 123839 | INST | 1 | HU 1 | [5 empty] | STANDARD |  |  |  | RUNNER | 0 | HOUSE UNIT 1 |  |  |  |  | 2620 | [7 empty] | RUN |  |  |  | 41130 | 123839 | data not found
| 11395120 | HOUSE UNIT 1 WICKET GATES | 2620 | Seven Sisters G.S. | 00105H-BPE-HU1-TUR-WSD-WGT | HOUSE UNIT 1 WICKET GATES |  |  |  | 057045 | INST | 1 | HU 1 | [5 empty] | STANDARD |  |  |  | WICKET GATE | 0 | HOUSE UNIT 1 |  |  |  |  | 2620 | [7 empty] | WGA |  |  |  | 41142 | 057045 | data not found
| 11395121 | HOUSE UNIT EXCITATION TRANSFORMER | 2620 | Seven Sisters G.S. | 00105H-BPE-HU1-GEN-EXC-XFM | HOUSE UNIT 1 EXCITER TRANSFORMER | HAMMOND MFG CO. | DB99D10 | K | 123838 | INST | 1 | HU 1 | [5 empty] | STANDARD |  |  |  | TRANSFORMER | 0 | HOUSE UNIT 1 |  |  |  |  | 2620 | [7 empty] | XFM |  |  |  | 42701 | 123838 | data not found
| 11395122 | HOUSE UNIT GENERATOR LOWER GUIDE BEARING | 2620 | Seven Sisters G.S. | 00105H-BPE-HU1-GEN-BRG-GBR | HOUSE UNIT 1 GENERATOR UPPER GUIDE BRG | CANADIAN GENERAL ELECTRIC LTD |  |  | 062676 | INST | 1 | HU 1 | [5 empty] | STANDARD |  |  |  | BEARING | 0 | HOUSE UNIT 1 |  |  |  |  | 2620 | [7 empty] | BRG |  |  |  | 42140 | 062676 | LUBRICATION |  |  |  | OIL |  |  |  | TERESSO 68 |  | data not found
| 11395123 | HOUSE UNIT GENERATOR SLIP RINGS | 2620 | Seven Sisters G.S. | 00105H-BPE-HU1-GEN-EXC-SLR | HOUSE UNIT 01 GENERATOR SLIPRINGS | REQ | REQ | REQ | 164131 | INST | 1 | HU 1 | [5 empty] | STANDARD |  |  |  | SLIP RING | 0 | HOUSE UNIT 1 |  |  |  |  | 2620 | [7 empty] | SLR |  |  |  | 42114 | 164131 | data not found |  | SLR | GEN
| 11395124 | HOUSE UNIT GENERATOR THRUST BEARING | 2620 | Seven Sisters G.S. | 00105H-BPE-HU1-GEN-BRG-TBR | HOUSE UNIT 1 GENERATOR THRUST BEARING | KINGSBURY MACHINE WORKS INC |  |  | 062682 | INST | 1 | HU 1 | [5 empty] | STANDARD |  |  |  | BEARING | 0 | HOUSE UNIT 1 |  |  |  |  | 2620 | [7 empty] | BRG |  |  |  | 42140 | 062682 | LUBRICATION |  |  |  | OIL | LITRES | 250 | LITRES | TERESSO 68 | NO | data not found
| 11395125 | HOUSE UNIT GENERATOR UPPER GUIDE BEARING | 2620 | Seven Sisters G.S. | 00105H-BPE-HU1-GEN-BRG-GBR | HOUSE UNIT 1 GENERATOR UPPER GUIDE BRG | CANADIAN GENERAL ELECTRIC LTD |  |  | 062679 | INST | 1 | HU 1 | [5 empty] | STANDARD |  |  |  | BEARING | 0 | HOUSE UNIT 1 |  |  |  |  | 2620 | [7 empty] | BRG |  |  |  | 42140 | 062679 | data not found
| 11395126 | HOUSE UNIT GOVERNOR ACTUATOR | 2620 | Seven Sisters G.S. | 00105H-BPE-HU1-TUR-GOV-CNT | HOUSE UNIT 1 GOVERNOR CONTROL | WOODWARD GOVERNOR COMPANY |  |  | 050886 | INST | 1 | HU 1 | [5 empty] | STANDARD |  |  |  | ACTUATOR | 0 | HOUSE UNIT 1 |  |  |  |  | 2620 |  |  | 1931-01-01 |  |  |  |  | ACT |  |  |  | 41721 | 050886 | data not found | [10 empty] | YES | GOVERNOR, MECHANICAL | GOVERNORS | NO | data not found
| 11395127 | HOUSE UNIT GOVERNOR PUMP | 2620 | Seven Sisters G.S. | 00105H-BPE-HU1-TUR-GOV-OPR | HOUSE UNIT 1 GOV PRESSURIZED OIL SYS | WOODWARD GOVERNOR COMPANY | 6507 | 23L | 050892 | INST | 1 | HU 1 | [5 empty] | STANDARD |  |  |  | PUMP | 0 | HOUSE UNIT 1 |  |  |  |  | 2620 | [7 empty] | PMP |  |  |  | 41711 | 050892 | data not found
| 11395128 | HOUSE UNIT HEAD GATE ELECTRIC HOIST | 2620 | Seven Sisters G.S. | 00105H-BPE-HU1-TUR-WSD-HGT-HST | HOUSE UNIT 1 INTAKE HEADGATE HOIST | WILLIAM HAMILTON LTD. |  |  | 032991 | INST | 1 | HU 1 | [5 empty] | CRANE_HOIST |  |  |  | HOIST | 0 | HOUSE UNIT 1 |  |  |  |  | 2620 | [7 empty] | HST |  |  |  | 76180 | 032991 | LUBRICATION |  |  |  | OIL
| 11395129 | HOUSE UNIT MANUAL GROUND DISCONNECT | 2620 | Seven Sisters G.S. | 00105H-BPE-HU1-GEN-DIS | HOUSE UNIT 1 GENERATOR DISCONNECT | REQ | REQ | REQ | 157108 | INST | 1 | HU 1 | [5 empty] | STANDARD |  |  |  | DISCONNECT | 0 | HOUSE UNIT 1 |  |  |  |  | 2620 | [7 empty] | DIS |  |  |  | 51630 | 157108 | data not found |  |  |  | AIR |  |  | LITRES
| 11395130 | HOUSE UNIT SHAFT SEAL | 2620 | Seven Sisters G.S. | 00105H-BPE-HU1-TUR-HDC-SSL | HOUSE UNIT 1 TURBINE SHAFT SEAL |  |  |  | 123840 | INST | 1 | HU 1 | [5 empty] | STANDARD |  |  |  | SEAL | 0 | HOUSE UNIT 1 |  |  |  |  | 2620 | [7 empty] | SEA |  |  |  | 41123 | 123840 | data not found
| 11395131 | HOUSE UNIT THRUST BEARING CW FLOW METER | 2620 | Seven Sisters G.S. | 00105H-BPE-HU1-GEN-DIS | HOUSE UNIT 1 GENERATOR DISCONNECT | ROSEMOUNT INC. |  |  | 124932 | INST | 1 | HU 1 | [5 empty] | STANDARD |  |  |  | METER | 0 | HOUSE UNIT 1 |  |  |  |  | 2620 | [7 empty] | MET |  |  |  | 64214 | 124932 | data not found
| 11395132 | HOUSE UNIT TURBINE BEARING | 2620 | Seven Sisters G.S. | 00105H-BPE-HU1-TUR-GBR | HOUSE UNIT 1 TURBINE GUIDE BEARING | S MORGAN SMITH |  |  | 033351 | INST | 1 | HU 1 | [5 empty] | STANDARD |  |  |  | BEARING | 0 | HOUSE UNIT 1 |  |  |  |  | 2620 | [7 empty] | BRG |  |  |  | 41122 | 033351 | LUBRICATION |  |  |  | WATER
| 11395133 | HOUSE UNIT VOLTAGE REGULATOR | 2620 | Seven Sisters G.S. | 00105H-BPE-HU1-GEN-EXC-VRG | HOUSE UNIT 1 EXCITER VOLTAGE REGULATOR | ABB SWITCHGEAR | 518066-324-1 | 520DF90 | 123843 | INST | 1 | HU 1 | [5 empty] | STANDARD |  |  |  | VOLTAGE REGULATOR | 0 | HOUSE UNIT 1 |  |  |  |  | 2620 | [7 empty] | REG |  |  |  | 42704 | 123843 | data not found
| 11756644 | HU AVR CONTROLLER A | 2620 | Seven Sisters G.S. | 00105H-BPE-HU1-GEN-EXC-VRG-PLC | HU GENERATOR VOLTAGE REGULATOR PLC | ABB | 04069196A8397674 | DCS500 | NEW | INST | 1 | HU 1 | [5 empty] | ICSCSRM |  |  |  | CONVERTER | 0 | HOUSE UNIT 1 |  | DCS501B0075-41-2100000 |  |  | 2620 | [7 empty] | CVR | [32 empty] | GENERATION | MOES | CAT | HIGH | HIGH TRUST | FIRMWARE | UNKNOWN | NO | NO | NO | YES | YES | ROUTABLE | NO | NO | OPERATIONS | 00105-G31 | 00105-31 | BUILDING | ELECTRONIC | EXCITER | HOUSE UNIT AVR PANEL
| 11756645 | HU AVR CONTROLLER B | 2620 | Seven Sisters G.S. | 00105H-BPE-HU1-GEN-EXC-VRG-PLC | HU GENERATOR VOLTAGE REGULATOR PLC | ABB | 04069196A8397675 | DCS500 | NEW | INST | 1 | HU 1 | [5 empty] | ICSCSRM |  |  |  | CONVERTER | 0 | HOUSE UNIT 1 |  | DCS501B0075-41-2100000 |  |  | 2620 | [7 empty] | CVR | [32 empty] | GENERATION | MOES | CAT | HIGH | HIGH TRUST | FIRMWARE | UNKNOWN | NO | NO | NO | YES | YES | ROUTABLE | NO | NO | OPERATIONS | 00105-G32 | 00105-32 | BUILDING | ELECTRONIC | EXCITER | HOUSE UNIT AVR PANEL
| 11830353 | HU-01 GENERATOR ROTOR - FIELD POLES | 2620 | Seven Sisters G.S. | 00105H-BPE-HU1-GEN-RTR | HOUSE UNIT 1 GENERATOR ROTOR | CANADIAN GENERAL ELECTRIC LTD |  |  | NEW | INST | 1 | HU 1 | [5 empty] | STANDARD |  |  |  | WINDING | 0 | HOUSE UNIT 1 |  |  |  |  | 2620 | [7 empty] | WND |  |  |  | 42110 | 062670 | data not found | [10 empty] | YES | GENERATOR, ROTOR | GENERATORS | NO | data not found
| 11395112 | HU-01 GENERATOR ROTOR - SPIDER/RIM | 2620 | Seven Sisters G.S. | 00105H-BPE-HU1-GEN-RTR | HOUSE UNIT 1 GENERATOR ROTOR | CANADIAN GENERAL ELECTRIC LTD |  |  | 062670 | INST | 1 | HU 1 | [5 empty] | STANDARD |  |  |  | ROTOR | 0 | HOUSE UNIT 1 |  |  |  |  | 2620 |  |  | 1930-01-01 |  |  |  |  | RTR |  |  |  | 42110 | 062670 | data not found | [10 empty] | YES | GENERATOR, ROTOR | GENERATORS | NO | data not found
| 11395113 | HU-01 GENERATOR STATOR - CORE/FRAME | 2620 | Seven Sisters G.S. | 00105H-BPE-HU1-GEN-STA | HOUSE UNIT 1 GENERATOR STATOR | CANADIAN GENERAL ELECTRIC LTD |  |  | 062673 | INST | 1 | HU 1 | [5 empty] | STANDARD |  |  |  | STATOR | 0 | HOUSE UNIT 1 |  |  |  |  | 2620 |  |  | 1931-01-01 |  |  |  |  | STA |  |  |  | 42120 | 062673 | data not found | [10 empty] | YES | GENERATOR, STATOR | GENERATORS | NO | data not found
| 11830358 | HU-01 GENERATOR STATOR - WINDING | 2620 | Seven Sisters G.S. | 00105H-BPE-HU1-GEN-STA | HOUSE UNIT 1 GENERATOR STATOR | CANADIAN GENERAL ELECTRIC LTD |  |  | NEW | INST | 1 | HU 1 | [5 empty] | STANDARD |  |  |  | WINDING | 0 | HOUSE UNIT 1 |  |  |  |  | 2620 | [7 empty] | WND |  |  |  | 42120 | 062673 | data not found | [10 empty] | YES | GENERATOR, STATOR | GENERATORS | NO | data not found
| 11395134 | HYDROGEN SULFIDE GAS DETECTOR | 2620 | Seven Sisters G.S. | 00105H-BPA-WWS-SWG | SEWAGE SYSTEM |  |  |  | 154826 | INST | 1 | [6 empty] | STANDARD |  |  |  | SENSOR | 0 | [5 empty] | 2620 | [7 empty] | SEN |  |  |  | 72000 | 154826
| 11395135 | INVERTER #1 250VDC TO 120VAC INVERTER | 2620 | Seven Sisters G.S. | 00105H-BPE-DCD-D50 | 250VDC DISTRIBUTION SYSTEM | STATICON LTD. | 41756-A | 17.5A19786F120BM NP7 | 141905 | INST | 1 | [6 empty] | STANDARD |  |  |  | DC INVERTER | 0 | [5 empty] | 2620 | [7 empty] | INV |  |  |  | 55660 | 141905 | data not found | PCSINV01
| 11395136 | INVERTER #2 250VDC TO 120VAC INVERTER | 2620 | Seven Sisters G.S. | 00105H-BPE-DCD-D50 | 250VDC DISTRIBUTION SYSTEM | STATICON LTD. | 41756-B | 17.5A19786F120BM NP7 | 141906 | INST | 1 | [6 empty] | STANDARD |  |  |  | DC INVERTER | 0 | [5 empty] | 2620 | [7 empty] | INV |  |  |  | 55660 | 141906 | data not found | PCSINV01
| 11395137 | JOCKEY FIRE WATER PUMP | 2620 | Seven Sisters G.S. |  |  | PEERLESS PUMP CO. | TP118645E-3 2658897 | 1SA1129A-BF | 036429 | AVLB DLFL INAC | 1 |  | FIRE |  |  |  |  | STANDARD |  |  |  | PUMP | 0 | [5 empty] | 2620 | [7 empty] | PMP |  |  |  | 78113 | 036429 | data not found
| 11827551 | JOCKEY FIRE WATER PUMP | 2620 | Seven Sisters G.S. | 00105H-BPA-FPS-FWS-PMP | FIRE WATER SYSTEM PUMPS | PENTAIR AURORA | 6364440646 | PMV3-11 | NEW | INST | 1 |  | FIRE | 2021 |  |  |  | STANDARD | 3 |  | US | PUMP | 0 | [5 empty] | 2620 | [7 empty] | PMP |  |  |  | 78113 |  | data not found
| 11395138 | LINE SG12 BUS | 2620 | Seven Sisters G.S. | 00105S-SWY-115K-L_SG12-BUS | LINE SG12 BUS |  |  |  | 041352 | INST | 1 | LINE SG12 | [5 empty] | STANDARD |  |  |  | BUS | 0 | LINE SG12 |  |  |  |  | 2620 | [7 empty] | BUS |  |  |  | 51670 | 041352 | data not found | BUS002
| 11395139 | LINE ST5 BUS | 2620 | Seven Sisters G.S. | 00105S-SWY-115K-L__ST5-BUS | LINE ST5 BUS |  |  |  | 043797 | INST | 1 | LINE ST5 | [5 empty] | STANDARD |  |  |  | BUS | 0 | LINE ST5 |  |  |  |  | 2620 | [7 empty] | BUS |  |  |  | 51670 | 043797 | data not found | BUS002
| 11395140 | LINE ST6 BUS | 2620 | Seven Sisters G.S. | 00105S-SWY-115K-L__ST6-BUS | LINE ST6 BUS |  |  |  | 042381 | INST | 1 | LINE ST6 | [5 empty] | STANDARD |  |  |  | BUS | 0 | LINE ST6 |  |  |  |  | 2620 | [7 empty] | BUS |  |  |  | 51670 | 042381 | data not found | BUS002
| 11395141 | LINE SW1 BUS | 2620 | Seven Sisters G.S. | 00105S-SWY-115K-L__SW1-BUS | LINE SW1 BUS |  |  |  | 042474 | INST | 1 | LINE SW1 | [5 empty] | STANDARD |  |  |  | BUS | 0 | LINE SW1 |  |  |  |  | 2620 | [7 empty] | BUS |  |  |  | 51670 | 042474 | data not found | BUS002
| 11395142 | LINE SW2 BUS | 2620 | Seven Sisters G.S. | 00105S-SWY-115K-L__SW2-BUS | LINE SW2 BUS |  |  |  | 043386 | INST | 1 | LINE SW2 | [5 empty] | STANDARD |  |  |  | BUS | 0 | LINE SW2 |  |  |  |  | 2620 | [7 empty] | BUS |  |  |  | 51670 | 043386 | data not found | BUS002
| 11395143 | LINE SW3 BUS | 2620 | Seven Sisters G.S. | 00105S-SWY-115K-L__SW3-BUS | LINE SW3 BUS |  |  |  | 041637 | INST | 1 | LINE SW3 | [5 empty] | STANDARD |  |  |  | BUS | 0 | LINE SW3 |  |  |  |  | 2620 | [7 empty] | BUS |  |  |  | 51670 | 041637 | data not found | BUS002
| 11395144 | LINE SW4 BUS | 2620 | Seven Sisters G.S. | 00105S-SWY-115K-L__SW4-BUS | LINE SW4 BUS |  |  |  | 043956 | INST | 1 | LINE SW4 | [5 empty] | STANDARD |  |  |  | BUS | 0 | LINE SW4 |  |  |  |  | 2620 | [7 empty] | BUS |  |  |  | 51670 | 043956 | data not found | BUS002
| 11395145 | LP2-11 AC DISTRIBUTION | 2620 | Seven Sisters G.S. | 00105H-BPE-ACD-D02-PNL | 120/208V DISTRIBUTION PANEL | CUTLER-HAMMER CANADA | 04-102270 | PRB2A | 145817 | INST | 1 | [6 empty] | STANDARD |  |  |  | PANEL | 0 | [5 empty] | 2620 | [7 empty] | PNL |  |  |  | 52809 | 145817 | data not found
| 11395155 | NORTH PT INDOOR OPEN BUSWORK | 2620 | Seven Sisters G.S. | 00105S-SWY-115K-BUSCOM-BUS | 115KV SWITCHYARD INDOOR BUSWORK |  |  |  | 124889 | INST | 1 | [6 empty] | STANDARD |  |  |  | BUS | 0 | [5 empty] | 2620 | [7 empty] | BUS |  |  |  | 51670 | 124889 | data not found | BUS002
| 11395156 | NORTH SLUICEWAY GATE | 2620 | Seven Sisters G.S. | 00105H-WSD-SPW-SP2-B01-SGT | CENTER SLUICEWAY NORTH BAY GATE | DOMINION BRIDGE CO. LTD. |  |  | 042681 | INST | 1 | [6 empty] | STANDARD |  |  |  | GATE | 0 | [5 empty] | 2620 | [7 empty] | GTE |  |  |  | 73100 | 042681 | data not found
| 11395157 | NORTH SLUICEWAY GATE ELECTRIC HOIST | 2620 | Seven Sisters G.S. | 00105H-WSD-SPW-SP2-B01-HST | CENTER SLUICEWAY NORTH BAY GATE HOIST | DOMINION BRIDGE CO. LTD. |  |  | 042687 | INST | 1 | [6 empty] | CRANE_HOIST |  |  |  | HOIST | 0 | [5 empty] | 2620 | [7 empty] | HST |  |  |  | 73340 | 042687 | LUBRICATION |  |  |  | OIL
| 11397105 | NORTH SLUICEWAY GATE FLOAT SWITCH | 2620 | Seven Sisters G.S. | 00105H-WSD-SPW-SP2-B01-SGT | CENTER SLUICEWAY NORTH BAY GATE | REQ | REQ | REQ | 124965 | ASEQ | 1 | [6 empty] | STANDARD |  |  |  | CONTROL INPUT | 0 | [5 empty] | 2620 |  |  |  | 11395156 | NORTH SLUICEWAY GATE |  |  | CIN |  |  |  | 67330 | 124965 | data not found
| 11395159 | NORTH SLUICEWAY GATE HEATER | 2620 | Seven Sisters G.S. | 00105H-WSD-SPW-SP2-B01-SGT-HTG | CENTER SLUICEWAY NORTH BAY GATE HEAT |  |  |  | 042822 | INST | 1 | [6 empty] | STANDARD |  |  |  | HEATER | 0 | [5 empty] | 2620 | [7 empty] | HTR |  |  |  | 74161 | 042822 | data not found
| 11397112 | NORTH SLUICEWAY GATE HOIST BRAKE | 2620 | Seven Sisters G.S. | 00105H-WSD-SPW-SP2-B01-HST | CENTER SLUICEWAY NORTH BAY GATE HOIST | CANADIAN GENERAL ELECTRIC LTD | CR9516 464 A1 | 2883433 G5 | 124967 | ASEQ | 1 | [6 empty] | STANDARD |  |  |  | BRAKE | 0 | [5 empty] | 2620 |  |  |  | 11395157 | NORTH SLUICEWAY GATE ELECTRIC HOIST |  |  | BRK |  |  |  | 73340 | 124967 | data not found
| 11397104 | NORTH SLUICEWAY GATE HOIST GEARBOX | 2620 | Seven Sisters G.S. | 00105H-WSD-SPW-SP2-B01-HST | CENTER SLUICEWAY NORTH BAY GATE HOIST | DOMINION BRIDGE CO. LTD. |  |  | 124968 | ASEQ | 1 | [6 empty] | STANDARD |  |  |  | GEARBOX | 0 | [5 empty] | 2620 |  |  |  | 11395157 | NORTH SLUICEWAY GATE ELECTRIC HOIST |  |  | GBX |  |  |  | 73340 | 124968 | data not found | [7 empty] | MOBILGEAR 600 XP 220 |  | data not found
| 11397106 | NORTH SLUICEWAY GATE MOTOR STARTER | 2620 | Seven Sisters G.S. | 00105H-WSD-SPW-SP2-B01-HST | CENTER SLUICEWAY NORTH BAY GATE HOIST |  |  |  | 124969 | ASEQ | 1 | [6 empty] | STANDARD |  |  |  | STARTER DEVICE | 0 | [5 empty] | 2620 |  |  |  | 11395157 | NORTH SLUICEWAY GATE ELECTRIC HOIST |  |  | STT |  |  |  | 73340 | 124969 | data not found
| 11395158 | NORTH SPILLWAY GATE GAIN HEATER | 2620 | Seven Sisters G.S. | 00105H-WSD-SPW-SP2-B01-GAN | CENTER SLUICEWAY NORTH BAY GAIN HEAT |  |  |  | 042891 | INST | 1 | [6 empty] | STANDARD |  |  |  | HEATER | 0 | [5 empty] | 2620 | [7 empty] | HTR |  |  |  | 74162 | 042891 | data not found
| 11395160 | NORTH WALL TRANSFER FAN | 2620 | Seven Sisters G.S. | 00105H-BAS-PLB-PWH-HVC-VEN-TRF | POWERHOUSE HVAC - TRANSFER FANS |  |  |  | 047838 | INST | 1 | [6 empty] | STANDARD |  |  |  | FAN | 0 | [5 empty] | 2620 | [7 empty] | FAN |  |  |  | 74210 | 047838 | data not found
| 11395161 | NOVATHERM BOILER | 2620 | Seven Sisters G.S. | 00105H-BPA-SEQ | STATION/SHOP EQUIPMENT | NOVA ANALYTICAL SYSTEMS | H-0200 | FT-A-60-HPS-O-STD | 157208 | ASEQ | 1 | [6 empty] | PSEBOL |  |  |  | BOILER | 0 | [5 empty] | 2620 |  |  |  | 11689181 | UNIT 83414 - NOVATHERM BOILER TRAILER |  |  | BOL |  |  |  | 76545 | 157208 | [7 empty] | LITRES
| 11395162 | OIL ROOM DELUGE SYSTEM | 2620 | Seven Sisters G.S. | 00105H-BPA-FPS-FWS-DST-DLG | FIRE WATER DELUGE SYSTEM |  |  |  | 036624 | INST | 1 |  | FIRE |  |  |  |  | STANDARD |  |  |  | DELUGE | 0 | [5 empty] | 2620 | [7 empty] | DLG |  |  |  | 78200 | 036624 | data not found
| 11395163 | OLD ELEC SHOP AIR CONDITIONER HVAC | 2620 | Seven Sisters G.S. | 00105H-BAS-PLB-PWH-HVC-ACS | POWERHOUSE HVAC -AC SYSTEMS | YORK |  |  | 100095 | INST | 1 |  |  |  | 05-51-90 | HVAC AC EL 943 COMPONENTS YORK | 1999-05-05 | STANDARD |  |  |  | AIR CONDITIONER | 0 | [5 empty] | 2620 | [7 empty] | ACS |  |  |  | 74300 | 100095 | COOLING |  |  |  | FREON | OUNCES |  |  |  | NO | data not found
| 11714600 | PH CRANE AC BUS BARS | 2620 | Seven Sisters G.S. | 00105H-BPA-CRN | STATION CRANES | REQ | REQ | REQ |  | INST | 1 |  | CRANE |  |  |  |  | CRANE_HOIST |  |  |  | BUS | 0 | [5 empty] | 2620 | [7 empty] | BUS |  |  |  | 76110 | NEW
| 11714601 | PH CRANE RAILS/END STOPS | 2620 | Seven Sisters G.S. | 00105H-BPA-CRN | STATION CRANES | REQ |  | REQ | NEW | INST | 1 |  | CRANE |  |  |  |  | CRANE_HOIST |  |  |  | BUS | 0 | [5 empty] | 2620 | [7 empty] | BUS |  |  |  | 76110 | NEW
| 11834202 | PORTABLE LUBE OIL PURIFIER CART | 2620 | Seven Sisters G.S. | 00105H-BPU-OIL-POR | PORTABLE OIL EQUIPMENT | PRITCHARD MACHINE | 784160 | 700081 | NEW | INST | 1 | [6 empty] | STANDARD |  |  |  | OIL PROCESSING | 0 | [5 empty] | 2620 | [7 empty] | OPE |  |  |  | 71100 | 127023 | LUBRICATION | OPSPTB01 | OPS | PTB | OIL
| 11834203 | PORTABLE LUBE OIL PURIFIER PUMP | 2620 | Seven Sisters G.S. | 00105H-BPU-OIL-POR | PORTABLE OIL EQUIPMENT | VIKING | 1611U | HJ-190 | NEW | ASEQ | 1 | [6 empty] | STANDARD |  |  |  | PUMP | 0 | [5 empty] | 2620 |  |  |  | 11834202 | PORTABLE LUBE OIL PURIFIER CART |  |  | PMP |  |  |  | 71100 | NEW | LUBRICATION | OPSPTB01 | OPS | PTB | OIL
| 11668250 | POWERHOUSE ELEVATOR MOTOR/HOIST | 2620 | Seven Sisters G.S. | 00105H-BAS-PLB-PWH-ELV | POWERHOUSE ELEVATORS | REQ | REQ | REQ | NEW | ASEQ | 1 |  | ELEV |  |  |  |  | STANDARD |  |  |  | HOIST | 0 | [5 empty] | 2620 |  |  |  | 11438453 | ELEVATOR - SEVEN SISTERS POWERHOUSE |  |  | HST |  |  |  | 76200 | NEW | LUBRICATION |  |  |  | OIL
| 11395165 | POWERHOUSE HEAT TRACE SYSTEM | 2620 | Seven Sisters G.S. | 00105H-BAS-PLB-PWH-HVC-HTG | POWERHOUSE HVAC - HEAT SYSTEMS |  |  |  | 045408 | INST | 1 | [6 empty] | STANDARD |  |  |  | HEATER | 0 | [5 empty] | 2620 | [7 empty] | HTR |  |  |  | 74110 | 045408 | data not found | HTGTRA01 | HTG | TRA
| 11857416 | POWERHOUSE ROOF | 2620 | Seven Sisters G.S. | 00105H-BAS-PLB-PWH-ROF | POWERHOUSE ROOFS |  |  |  |  | INST | 1 | [6 empty] | STANDARD |  |  |  |  | 0 | [5 empty] | 2620 | [14 empty] | ROFFLA01 | ROF | FLA
| 11395166 | PWRHSE/TOWN WTR FIRE SEW & MISC HEATERS | 2620 | Seven Sisters G.S. | 00105H-BAS-PLB-PWH-HVC-HTG | POWERHOUSE HVAC - HEAT SYSTEMS |  |  |  | 045327 | INST | 1 | [6 empty] | STANDARD |  |  |  | HEATER | 0 | [5 empty] | 2620 | [7 empty] | HTR |  |  |  | 74100 | 045327 | data not found
| 11395167 | RINGBUS - BUS S1 INDOOR OPEN BUSWORK | 2620 | Seven Sisters G.S. | 00105S-SWY-115K-BUSCOM-BUS | 115KV SWITCHYARD INDOOR BUSWORK |  |  |  | 084504 | INST | 1 | [6 empty] | STANDARD |  |  |  | BUS | 0 | [5 empty] | 2620 | [7 empty] | BUS |  |  |  | 51670 | 084504 | data not found | BUS002
| 11395168 | RINGBUS - BUS S2 INDOOR OPEN BUSWORK | 2620 | Seven Sisters G.S. | 00105S-SWY-115K-BUSCOM-BUS | 115KV SWITCHYARD INDOOR BUSWORK |  |  |  | 063159 | INST | 1 | [6 empty] | STANDARD |  |  |  | BUS | 0 | [5 empty] | 2620 | [7 empty] | BUS |  |  |  | 51670 | 063159 | data not found | BUS002
| 11395169 | RINGBUS - BUS S3 INDOOR OPEN BUSWORK | 2620 | Seven Sisters G.S. | 00105S-SWY-115K-BUSCOM-BUS | 115KV SWITCHYARD INDOOR BUSWORK |  |  |  | 063156 | INST | 1 | [6 empty] | STANDARD |  |  |  | BUS | 0 | [5 empty] | 2620 | [7 empty] | BUS |  |  |  | 51670 | 063156 | data not found | BUS002
| 11395170 | RINGBUS - BUS S4 INDOOR OPEN BUSWORK | 2620 | Seven Sisters G.S. | 00105S-SWY-115K-BUSCOM-BUS | 115KV SWITCHYARD INDOOR BUSWORK |  |  |  | 063153 | INST | 1 | [6 empty] | STANDARD |  |  |  | BUS | 0 | [5 empty] | 2620 | [7 empty] | BUS |  |  |  | 51670 | 063153 | data not found | BUS002
| 11395171 | RINGBUS - BUS S5 INDOOR OPEN BUSWORK | 2620 | Seven Sisters G.S. | 00105S-SWY-115K-BUSCOM-BUS | 115KV SWITCHYARD INDOOR BUSWORK |  |  |  | 063150 | INST | 1 | [6 empty] | STANDARD |  |  |  | BUS | 0 | [5 empty] | 2620 | [7 empty] | BUS |  |  |  | 51670 | 063150 | data not found | BUS002
| 11395172 | RINGBUS- TIE BKR INDOOR OPEN BUSWORK | 2620 | Seven Sisters G.S. | 00105S-SWY-115K-BUSCOM-BUS | 115KV SWITCHYARD INDOOR BUSWORK |  |  |  | 063165 | INST | 1 | [6 empty] | STANDARD |  |  |  | BUS | 0 | [5 empty] | 2620 | [7 empty] | BUS |  |  |  | 51670 | 063165 | data not found | BUS002
| 11395182 | SERVICE AIR COMPRESSOR #1 | 2620 | Seven Sisters G.S. | 00105H-BPA-SAS-SA1 | 100 PSI SERVICE AIR SYSTEM | ATLAS COPCO CANADA INC. | AII 323456 | GA 37 | 084528 | INST | 1 |  |  |  | 05-36-31 | COMPRESSOR AIR ATLAS COPCO GA30 & 37 |  | STANDARD |  |  |  | COMPRESSOR | 0 | [5 empty] | 2620 | [7 empty] | CMP |  |  |  | 75100 | 084528 | LUBRICATION |  |  |  | OIL | LITRES | 17.5 | LITRES | ATLAS ROTO-XTEND | NO | data not found
| 11395183 | SERVICE AIR COMPRESSOR #2 | 2620 | Seven Sisters G.S. | 00105H-BPA-SAS-SA1 | 100 PSI SERVICE AIR SYSTEM | ATLAS COPCO CANADA INC. | AII 323457 | GA 37 | 084531 | INST | 1 |  |  |  | 05-36-31 | COMPRESSOR AIR ATLAS COPCO GA30 & 37 |  | STANDARD |  |  |  | COMPRESSOR | 0 | [5 empty] | 2620 | [7 empty] | CMP |  |  |  | 75100 | 084531 | LUBRICATION |  |  |  | OIL | LITRES | 17.5 | LITRES | ATLAS ROTO-XTEND | NO | data not found
| 11395184 | SERVICE WATER PUMP #1 | 2620 | Seven Sisters G.S. | 00105H-BPA-SWS-RWS | RAW WATER SYSTEM | CANADIAN INGERSOLL RAND | 0999-7439 | D824 | 037899 | INST | 1 | [6 empty] | STANDARD |  |  |  | PUMP | 0 | [5 empty] | 2620 | [7 empty] | PMP |  |  |  | 72120 | 037899 | data not found
| 11395185 | SERVICE WATER PUMP #2 | 2620 | Seven Sisters G.S. | 00105H-BPA-SWS-RWS | RAW WATER SYSTEM | FLOWSERVE CORPORATION | PM ORD 29738 | D824 | 037902 | INST | 1 | [6 empty] | STANDARD |  |  |  | PUMP | 0 | [5 empty] | 2620 | [7 empty] | PMP |  |  |  | 72120 | 037902 | data not found
| 11395186 | SEWAGE COLLECTION AREA EYEWASH STATION | 2620 | Seven Sisters G.S. | 00105H-BPA-SAF-EYS | EYE WASH STATIONS | FENDALL COMP (EYESALINE) |  | PUREFLOW 1000 | 145120 | INST | 1 |  |  |  | 05-99-53 | SPERIAN/FENDALL SALINE EYEWASH STATION |  | STANDARD |  |  |  | EYEWASH STATION | 0 | [5 empty] | 2620 | [7 empty] | EYS |  |  |  | 76880 | 145120 | data not found | DCEW03
| 11395246 | SEWAGE PIPE | 2620 | Seven Sisters G.S. | 00105H-BPA-WWS-SWG | SEWAGE SYSTEM |  |  |  | 042981 | INST | 1 | [6 empty] | STANDARD |  |  |  | PIPE | 0 | [5 empty] | 2620 | [7 empty] | PIP |  |  |  | 79120 | 042981 | data not found
| 11395187 | SEWAGE VENT FAN | 2620 | Seven Sisters G.S. | 00105H-BAS-PLB-PWH-HVC-VEN-EXH | POWERHOUSE HVAC - EXHAUST FANS |  |  |  | 162653 | INST | 1 | [6 empty] | STANDARD |  |  |  | FAN | 0 | [5 empty] | 2620 | [7 empty] | FAN |  |  |  | 74211 | 162653
| 11395188 | SG-12 A PHASE SURGE ARRESTER | 2620 | Seven Sisters G.S. | 00105S-SWY-115K-L_SG12-ARS | LINE SG12 ARRESTERS | CANADIAN OHIO BRASS (COB) | H21445 | VN | 123930 | INST | 1 | LINE SG12 | [5 empty] | STANDARD |  |  |  | ARRESTER | 0 | LINE SG12 |  |  |  |  | 2620 | [7 empty] | ARS |  |  |  | 51661 | 123930 | data not found | ARR002
| 11395191 | SG12 A WALL BUSHING | 2620 | Seven Sisters G.S. | 00105S-SWY-115K-L_SG12-WBS | LINE SG12 WALL BUSHINGS | MICAFIL | 9750863 | RMFF123/800 | 110021 | INST | 1 | LINE SG12 | [5 empty] | BUSHING |  |  |  | BUSHING | 0 | LINE SG12 |  |  |  |  | 2620 | [7 empty] | BSH |  |  |  | 50472 | 110021 | data not found | BUSH001 | [64 empty] | 1997
| 11395189 | SG-12 B PHASE SURGE ARRESTER | 2620 | Seven Sisters G.S. | 00105S-SWY-115K-L_SG12-ARS | LINE SG12 ARRESTERS | CANADIAN OHIO BRASS (COB) | H21446 | VN | 123931 | INST | 1 | LINE SG12 | [5 empty] | STANDARD |  |  |  | ARRESTER | 0 | LINE SG12 |  |  |  |  | 2620 | [7 empty] | ARS |  |  |  | 51661 | 123931 | data not found | ARR002
| 11395192 | SG12 B WALL BUSHING | 2620 | Seven Sisters G.S. | 00105S-SWY-115K-L_SG12-WBS | LINE SG12 WALL BUSHINGS | MICAFIL | 9750864 | RMFF 123/800 | 110022 | INST | 1 | LINE SG12 | [5 empty] | BUSHING |  |  |  | BUSHING | 0 | LINE SG12 |  |  |  |  | 2620 | [7 empty] | BSH |  |  |  | 50472 | 110022 | data not found | BUSH001 | [64 empty] | 1997
| 11395190 | SG-12 C PHASE SURGE ARRESTER | 2620 | Seven Sisters G.S. | 00105S-SWY-115K-L_SG12-ARS | LINE SG12 ARRESTERS | CANADIAN OHIO BRASS (COB) | H21447 | VN | 123932 | INST | 1 | LINE SG12 | [5 empty] | STANDARD |  |  |  | ARRESTER | 0 | LINE SG12 |  |  |  |  | 2620 | [7 empty] | ARS |  |  |  | 51661 | 123932 | data not found | ARR002
| 11395193 | SG12 C WALL BUSHING | 2620 | Seven Sisters G.S. | 00105S-SWY-115K-L_SG12-WBS | LINE SG12 WALL BUSHINGS | MICAFIL | 9750865 | RMFF 123/800 | 110023 | INST | 1 | LINE SG12 | [5 empty] | BUSHING |  |  |  | BUSHING | 0 | LINE SG12 |  |  |  |  | 2620 | [7 empty] | BSH |  |  |  | 50472 | 110023 | data not found | BUSH001 | [64 empty] | 1997
| 11395194 | SHARED SYNC CONDENSER & TWATER CONTROL | 2620 | Seven Sisters G.S. | 00105H-BPU-TUR-WSD-TWD | GENERATOR TAILWATER DEPRESSION AIR SYS |  |  |  | 108966 | INST | 1 | [6 empty] | STANDARD |  |  |  | CONTROL AND MON SYS | 0 | [5 empty] | 2620 | [7 empty] | CNM |  |  |  | 64200 | 108966 | data not found
| 11536741 | SIEMENS FIRE PANEL | 2620 | Seven Sisters G.S. | 00105H-BPA-FPS-CNT-DET | FIRE PROTECTION DETECTION SYSTEMS | SIEMENS | REQ | ID-SP | NEW | INST | 1 |  | FIRE |  |  |  |  | STANDARD |  |  |  | FIRE DETECTION SYS | 0 | [5 empty] | 2620 | [7 empty] | FDS |  |  |  |  | NEW
| 11395195 | SOUTH BUTLER BUILDING ROOF | 2620 | Seven Sisters G.S. | 00105H-BAS-EXB-BD2-ROF | SOUTH BUTLER BUILDING ROOF |  |  |  | 153685 | INST | 1 | [6 empty] | STANDARD |  |  |  | ROOF | 0 | [5 empty] | 2620 | [7 empty] | ROO |  |  |  | 22230 | 153685 | data not found
| 11395200 | SOUTH PT INDOOR OPEN BUSWORK | 2620 | Seven Sisters G.S. | 00105S-SWY-115K-BUSCOM-BUS | 115KV SWITCHYARD INDOOR BUSWORK |  |  |  | 124890 | INST | 1 | [6 empty] | STANDARD |  |  |  | BUS | 0 | [5 empty] | 2620 | [7 empty] | BUS |  |  |  | 51670 | 124890 | data not found | BUS002
| 11395201 | SOUTH SLUICEWAY GATE | 2620 | Seven Sisters G.S. | 00105H-WSD-SPW-SP2-B02-SGT | CENTER SLUICEWAY SOUTH BAY GATE | DOMINION BRIDGE CO. LTD. |  |  | 042690 | INST | 1 | [6 empty] | STANDARD |  |  |  | GATE | 0 | [5 empty] | 2620 | [7 empty] | GTE |  |  |  | 73100 | 042690 | data not found
| 11395202 | SOUTH SLUICEWAY GATE ELECTRIC HOIST | 2620 | Seven Sisters G.S. | 00105H-WSD-SPW-SP2-B02-HST | CENTER SLUICEWAY SOUTH BAY GATE HOIST | DOMINION BRIDGE CO. LTD. |  |  | 042696 | INST | 1 | [6 empty] | CRANE_HOIST |  |  |  | HOIST | 0 | [5 empty] | 2620 | [7 empty] | HST |  |  |  | 73340 | 042696 | LUBRICATION |  |  |  | OIL
| 11397110 | SOUTH SLUICEWAY GATE FLOAT SWITCH | 2620 | Seven Sisters G.S. | 00105H-WSD-SPW-SP2-B02-SGT | CENTER SLUICEWAY SOUTH BAY GATE | REQ | REQ | REQ | 124966 | ASEQ | 1 | [6 empty] | STANDARD |  |  |  | CONTROL INPUT | 0 | [5 empty] | 2620 |  |  |  | 11395201 | SOUTH SLUICEWAY GATE |  |  | CIN |  |  |  | 67330 | 124966 | data not found
| 11395203 | SOUTH SLUICEWAY GATE GAIN HEATER | 2620 | Seven Sisters G.S. | 00105H-WSD-SPW-SP2-B02-GAN | CENTER SLUICEWAY SOUTH BAY GAIN HEAT |  |  |  | 042894 | INST | 1 | [6 empty] | STANDARD |  |  |  | HEATER | 0 | [5 empty] | 2620 | [7 empty] | HTR |  |  |  | 74162 | 042894 | data not found
| 11395204 | SOUTH SLUICEWAY GATE HEATER | 2620 | Seven Sisters G.S. | 00105H-WSD-SPW-SP2-B02-SGT-HTG | CENTER SLUICEWAY SOUTH BAY GATE HEAT |  |  |  | 042825 | INST | 1 | [6 empty] | STANDARD |  |  |  | HEATER | 0 | [5 empty] | 2620 | [7 empty] | HTR |  |  |  | 74161 | 042825 | data not found
| 11397113 | SOUTH SLUICEWAY GATE HOIST BRAKE | 2620 | Seven Sisters G.S. | 00105H-WSD-SPW-SP2-B02-HST | CENTER SLUICEWAY SOUTH BAY GATE HOIST | CANADIAN GENERAL ELECTRIC LTD | CR9516-464 A1 | 2883433 G5 | 124970 | ASEQ | 1 | [6 empty] | STANDARD |  |  |  | BRAKE | 0 | [5 empty] | 2620 |  |  |  | 11395202 | SOUTH SLUICEWAY GATE ELECTRIC HOIST |  |  | BRK |  |  |  | 73340 | 124970 | data not found
| 11397109 | SOUTH SLUICEWAY GATE HOIST GEARBOX | 2620 | Seven Sisters G.S. | 00105H-WSD-SPW-SP2-B02-HST | CENTER SLUICEWAY SOUTH BAY GATE HOIST | DOMINION BRIDGE CO. LTD. |  |  | 124971 | ASEQ | 1 | [6 empty] | STANDARD |  |  |  | GEARBOX | 0 | [5 empty] | 2620 |  |  |  | 11395202 | SOUTH SLUICEWAY GATE ELECTRIC HOIST |  |  | GBX |  |  |  | 73340 | 124971 | data not found | [7 empty] | GEAR OIL GX 75W-90 |  | data not found
| 11397111 | SOUTH SLUICEWAY GATE MOTOR STARTER | 2620 | Seven Sisters G.S. | 00105H-WSD-SPW-SP2-B02-HST | CENTER SLUICEWAY SOUTH BAY GATE HOIST |  |  |  | 124972 | ASEQ | 1 | [6 empty] | STANDARD |  |  |  | STARTER DEVICE | 0 | [5 empty] | 2620 |  |  |  | 11395202 | SOUTH SLUICEWAY GATE ELECTRIC HOIST |  |  | STT |  |  |  | 73340 | 124972 | data not found
| 11395205 | SOUTH WALL TRANSFER FAN | 2620 | Seven Sisters G.S. | 00105H-BAS-PLB-PWH-HVC-VEN-TRF | POWERHOUSE HVAC - TRANSFER FANS |  |  |  | 043953 | INST | 1 | [6 empty] | STANDARD |  |  |  | FAN | 0 | [5 empty] | 2620 | [7 empty] | FAN |  |  |  | 74210 | 043953 | data not found
| 11395211 | SPARE THRUST BRG OIL COOLER | 2620 | Seven Sisters G.S. |  |  | REQ | REQ | REQ | 148615 | AVLB | 1 | [6 empty] | STANDARD |  |  |  | HEAT EXCHANGER | 0 | [5 empty] | 2620 | [7 empty] | HEX |  |  |  | 42141 | 148615 | data not found
| 11395212 | SPARE TRANSFORMER H BUSHING | 2620 | Seven Sisters G.S. |  |  | ABB | 3939230193 | REQ | 124938 | AVLB | 1 | [6 empty] | BUSHING |  |  |  | BUSHING | 0 |  |  | REQ |  |  | 2620 | [7 empty] | BSH |  |  |  | 54092 | 124938 | INSULATING | BUSH001 |  |  | OIL | LITRES | 150 | LITRES |  |  | data not found | [8 empty] | WHITE |  |  | data not found | data not found | [27 empty] | 17111 | ABB | ALAMO TN | 123G0600AA | O PLUS C | 2 | 123 KV | YES | data not found | data not found | data not found
| 11395213 | SPARE TRANSFORMER X BUSHING | 2620 | Seven Sisters G.S. |  |  | ABB | 3007330193 | O Plus C | 124937 | AVLB | 1 |  |  | 1993 |  |  |  | BUSHING | 1 |  | US | BUSHING | 0 |  |  | 015G0400BA |  |  | 2620 | [7 empty] | BSH |  |  |  | 54092 | 124937 | INSULATING | BUSH001 |  |  | OIL | [14 empty] | WHITE | BASED ON MFGR AND FACILITY-GME | [30 empty] | 12979 | ABB | ALAMO TN | 015G0400BA | O PLUS C | 1 | 15 KV | NO | data not found | data not found | data not found | data not found | data not found
| 11395214 | SPARE TRANSFORMER X BUSHING | 2620 | Seven Sisters G.S. | [5 empty] | 124939 | AVLB | 1 | [6 empty] | BUSHING |  |  |  | BUSHING | 0 | [5 empty] | 2620 | [7 empty] | BSH |  |  |  | 54092 | 124939 | INSULATING | BUSH001 |  |  | OIL | [14 empty] | WHITE |  |  | data not found | data not found | [27 empty] | 16170 | [6 empty] | NO
| 11395215 | SPARE XFMR 1 WET PIPE SPRINKLER SYS | 2620 | Seven Sisters G.S. | 00105H-BPA-FPS-FWS-DST-SPR-WET | FIRE WATER WET PIPE SPRINKLER SYSTEM |  |  |  | 141203 | INST | 1 |  | FIRE |  |  |  |  | STANDARD |  |  |  | SPRINKLER SYSTEM | 0 | [5 empty] | 2620 | [7 empty] | SPR |  |  |  | 78150 | 141203 | data not found
| 11395216 | SPARE XFMR 2 WET PIPE SPRINKLER SYS | 2620 | Seven Sisters G.S. | 00105H-BPA-FPS-FWS-DST-SPR-WET | FIRE WATER WET PIPE SPRINKLER SYSTEM |  |  |  | 141205 | INST | 1 |  | FIRE |  |  |  |  | STANDARD |  |  |  | SPRINKLER SYSTEM | 0 | [5 empty] | 2620 | [7 empty] | SPR |  |  |  | 78150 | 141205 | data not found
| 11395217 | SPARE XFMR 3 WET PIPE SPRINKLER SYS | 2620 | Seven Sisters G.S. | 00105H-BPA-FPS-FWS-DST-SPR-WET | FIRE WATER WET PIPE SPRINKLER SYSTEM |  |  |  | 141207 | INST | 1 |  | FIRE |  |  |  |  | STANDARD |  |  |  | SPRINKLER SYSTEM | 0 | [5 empty] | 2620 | [7 empty] | SPR |  |  |  | 78150 | 141207 | data not found
| 11395218 | SPARE XFMR 4 WET PIPE SPRINKLER SYS | 2620 | Seven Sisters G.S. | 00105H-BPA-FPS-FWS-DST-SPR-WET | FIRE WATER WET PIPE SPRINKLER SYSTEM |  |  |  | 141988 | INST | 1 |  | FIRE |  |  |  |  | STANDARD |  |  |  | SPRINKLER SYSTEM | 0 | [5 empty] | 2620 | [7 empty] | SPR |  |  |  | 78150 | 141988 | data not found
| 11395224 | SPILLWAY BAY OPENINGS 2-28 STOPLOGS | 2620 | Seven Sisters G.S. | 00105H-WSD-SPW-SLG | SPILLWAY STOP LOGS |  |  |  | 042915 | INST | 1 | [6 empty] | STANDARD |  |  |  | GATE | 0 | [5 empty] | 2620 | [7 empty] | GTE |  |  |  | 76440 | 042915 | data not found
| 11395220 | SPILLWAY ELECTRIC SPUD HOIST | 2620 | Seven Sisters G.S. | 00105H-WSD-SPW-CRN | SPILLWAY CRANE | WM KENNEDY & SONS |  |  | 054897 | INST | 1 |  | CRANE |  |  |  |  | CRANE_HOIST |  |  |  | HOIST | 19350 | [5 empty] | 2620 | [7 empty] | HST | KG |  | 1-00105-DE-76160-0001 0001 | 76161 | 054897 | LUBRICATION |  |  |  | OIL | [62 empty] | ELECTRIC | CYLINDER OR RAM | RACK AND PINION | TRAVELLING | CAB OPERATED
| 11395221 | SPILLWAY EMERGENCY GENERATOR | 2620 | Seven Sisters G.S. | 00105H-BPE-ACD-EG1 | SPILLWAY EMERGENCY GENERATOR | ONAN DISTRIBUTION | I917102239 | 125.ODGEA/53567F | 042708 | INST | 1 | [6 empty] | STANDARD |  |  |  | GENERATOR | 0 | [5 empty] | 2620 | [7 empty] | GEN |  |  |  | 71000 | 042708 | data not found
| 11395222 | SPILLWAY EMERGENCY STOPLOG FOLLOWER | 2620 | Seven Sisters G.S. | 00105H-WSD-SPW | SPILLWAY |  |  |  | 081399 | INST | 1 | [6 empty] | CRANE_HOIST |  |  |  | HOIST | 0 | [5 empty] | 2620 | [7 empty] | HST |  |  |  | 76161 | 081399 | data not found
| 11395236 | SPILLWAY HOIST HOUSE HEATER | 2620 | Seven Sisters G.S. | 00105H-WSD-SPW-BDG-HTG | SPWY HOIST HOUSE HEATING SYSTEM | WESTCAN/CHROMALOX |  | WFA1038T-9 | 042876 | INST | 1 | [6 empty] | STANDARD |  |  |  | HEATER | 0 | [5 empty] | 2620 | [7 empty] | HTR |  |  |  | 74160 | 042876 | data not found
| 11395225 | SPILLWAY STANDBY GEN EYEWASH STATION | 2620 | Seven Sisters G.S. | 00105H-BPA-SAF-EYS | EYE WASH STATIONS | FENDALL COMP (EYESALINE) |  | PUREFLOW 1000 | 145122 | INST | 1 |  |  |  | 05-99-53 | SPERIAN/FENDALL SALINE EYEWASH STATION |  | STANDARD |  |  |  | EYEWASH STATION | 0 | [5 empty] | 2620 | [7 empty] | EYS |  |  |  | 76880 | 145122 | data not found | DCEW03
| 11395226 | SPILLWAY STOPLOG CASSION | 2620 | Seven Sisters G.S. | 00105H-BPA-SEQ | STATION/SHOP EQUIPMENT |  |  |  | 147107 | INST | 1 | [6 empty] | STANDARD |  |  |  | CAISSON | 0 | [5 empty] | 2620 | [7 empty] | CSS |  |  |  | 76440 | 147107 | data not found
| 11395227 | SPPC RM AIR COND #1 (MAIN) | 2620 | Seven Sisters G.S. | 00105H-BAS-PLB-PWH-HVC-ACS | POWERHOUSE HVAC -AC SYSTEMS | BUFFALO INDUSTRIES | C89-01802 | QT-13-1 | 043305 | INST | 1 |  |  |  | 05-51-54 | HVAC BUFFALO IND QT-13-1 |  | STANDARD |  |  |  | AIR CONDITIONER | 0 | [5 empty] | 2620 | [7 empty] | ACS |  |  |  | 74300 | 043305 | COOLING |  |  |  | FREON | OUNCES |  |  |  | NO | data not found
| 11395228 | SPPC RM AIR COND #2 (STANDBY) | 2620 | Seven Sisters G.S. |  |  | BUFFALO INDUSTRIES | J89-12210 | QT-26-1 | 043335 | AVLB DLFL INAC | 1 |  |  |  | 05-51-53 | HVAC BUFFALO IND QT-26-1 |  | STANDARD |  |  |  | AIR CONDITIONER | 0 | [5 empty] | 2620 | [7 empty] | ACS |  |  |  | 74300 | 043335 | COOLING |  |  |  | FREON | OUNCES |  |  |  | NO | data not found
| 11792472 | SPPC RM AIR COND 2 (STANDBY) | 2620 | Seven Sisters G.S. | 00105H-BAS-PLB-PWH-HVC-ACS | POWERHOUSE HVAC -AC SYSTEMS | THERMOPLUS AIR INC. | B 2003030164 | KAC-030-V-4B | NEW | INST | 1 |  |  | 2018 |  |  | 2018-06-22 |  | 6 |  |  | AIR CONDITIONER | 0 | [5 empty] | 2620 | [7 empty] | ACS
| 11395235 | SPW GEN LEAD ACID BATTERY | 2620 | Seven Sisters G.S. | 00105H-BPE-ACD-EG1 | SPILLWAY EMERGENCY GENERATOR |  |  | 4D-3 | 043035 | INST | 1 | [6 empty] | STANDARD |  |  |  | BATTERY | 0 | [5 empty] | 2620 | [7 empty] | BAT |  |  |  | 71400 | 043035 | OTHER | BATVLAAC01 | BAT | VLA | BATT ACID | LITRES |  |  |  | YES | data not found
| 11395229 | SPWY EMERGENCY GEN BUILDING HEATER | 2620 | Seven Sisters G.S. | 00105H-BAS-EXB-BD3-HVC-HTG | SPWY STANDBY GEN BLDG HEAT SYSTEM |  |  |  | 042882 | INST | 1 | [6 empty] | STANDARD |  |  |  | HEATER | 0 | [5 empty] | 2620 | [7 empty] | HTR |  |  |  | 74160 | 042882 | data not found
| 11395230 | SPWY EMERGENCY GEN VOLTAGE REGULATOR | 2620 | Seven Sisters G.S. | 00105H-BPE-ACD-EG1 | SPILLWAY EMERGENCY GENERATOR | ONAN DISTRIBUTION | REQ | REQ | 124963 | INST | 1 | [6 empty] | STANDARD |  |  |  | VOLTAGE REGULATOR | 0 | [5 empty] | 2620 | [7 empty] | REG |  |  |  | 71200 | 124963 |  |  |  |  | DRY TYPE
| 11395231 | SPWY EMERGENCY GENERATOR 24 VOLT CHARGER | 2620 | Seven Sisters G.S. | 00105H-BPE-ACD-EG1 | SPILLWAY EMERGENCY GENERATOR | CUMMINS MID CANADA LTD | 300-5878-01-DF-0119366H31 | 300-5878-01 | 043074 | INST | 1 | [6 empty] | STANDARD |  |  |  | CHARGER | 0 | [5 empty] | 2620 | [7 empty] | CHG |  |  |  | 71400 | 043074 | data not found
| 11395232 | SPWY EMERGENCY GENERATOR DIESEL ENGINE | 2620 | Seven Sisters G.S. | 00105H-BPE-ACD-EG1 | SPILLWAY EMERGENCY GENERATOR | ONAN DISTRIBUTION | I917102239 | 125.ODGEA/53567F | 138876 | INST | 1 | [6 empty] | STANDARD |  |  |  | COMBUSTION ENGINE | 0 | [5 empty] | 2620 | [7 empty] | ENG |  |  |  | 71000 | 138876 | LUBRICATION |  |  |  | OIL
| 11395233 | SPWY EMERGENCY GENERATOR FUEL TANK | 2620 | Seven Sisters G.S. | 00105H-BPE-ACD-EG1 | SPILLWAY EMERGENCY GENERATOR |  |  |  | 123008 | INST | 1 |  | PTSC |  |  |  |  | STANDARD |  |  |  | TANK | 0 | [5 empty] | 2620 | [7 empty] | TNK |  |  |  | 78110 | 123008 | OTHER |  |  |  | FUEL | LITRES |  |  |  |  | data not found
| 11395234 | SPWY EMERGENCY GENERATOR PROTECTION | 2620 | Seven Sisters G.S. | 00105H-BPE-ACD-EG1 | SPILLWAY EMERGENCY GENERATOR |  |  |  | 124964 | INST | 1 | [6 empty] | STANDARD |  |  |  | PROTECTION | 0 | [5 empty] | 2620 | [7 empty] | PRO |  |  |  | 71600 | 124964 | data not found
| 11462723 | SS - AED - LOCATED OUTSIDE CONTROL RM | 2620 | Seven Sisters G.S. | 00105H-BPA-SAF | SAFETY EQUIPMENT | PHILIPS MEDICAL SYSTEMS | REQ | FRX-AED | NEW | INST | 1 | [6 empty] | STANDARD |  |  |  | AUTO EXT DEFIB | 0 | [5 empty] | 2620 | [7 empty] | AED |  |  |  | 76880 | NEW
| 11500581 | SS - SEASONAL BOOM | 2620 | Seven Sisters G.S. | 00105H-WSD-BOM | BOOM | WORTHINGTON CANADA LTD. |  | TUFFBOOM | NEW | INST | 1 | [6 empty] | STANDARD |  |  |  | BOOM | 0 | [5 empty] | 2620 | [7 empty] | BOM |  |  |  | 13600 | NEW | data not found | BOMSEL01 | BOM | SEL
| 11397114 | SS B7A H1 TRANSFORMER BUSHING | 2620 | Seven Sisters G.S. | 00105H-BPE-ACD-STS-S01-XFM | 115KV STN SERVICE TRANSFORMER | CANADIAN GENERAL ELECTRIC LTD | 105495 | OF | 122877 | ASEQ | 1 | SS 1 | [5 empty] | BUSHING |  |  |  | BUSHING | 0 | STATION SERVICE 1 |  |  |  |  | 2620 |  |  |  | 11394744 | 115KV BANK7 A PHASE TRANSFORMER |  |  | BSH |  |  |  | 54092 | 122877 | INSULATING | BUSH001 |  |  | OIL | [14 empty] | WHITE | PCB LEVEL VERIFIED |  | data not found | data not found | [27 empty] | 30113 | CANADIAN GENERAL ELECTRIC CO. | TORONTO ONTARIO CANADA |  | OF |  |  | NO |  |  | data not found | [10 empty] | F-527187
| 11397115 | SS B7A H2 TRANSFORMER BUSHING | 2620 | Seven Sisters G.S. | 00105H-BPE-ACD-STS-S01-XFM | 115KV STN SERVICE TRANSFORMER | CANADIAN GENERAL ELECTRIC LTD | 105491 | OF | 122881 | ASEQ | 1 | SS 1 | [5 empty] | BUSHING |  |  |  | BUSHING | 0 | STATION SERVICE 1 |  |  |  |  | 2620 |  |  |  | 11394744 | 115KV BANK7 A PHASE TRANSFORMER |  |  | BSH |  |  |  | 54092 | 122881 | INSULATING | BUSH001 |  |  | OIL | [14 empty] | WHITE | PCB LEVEL VERIFIED |  | data not found | data not found | [27 empty] | 30114 | CANADIAN GENERAL ELECTRIC CO. | TORONTO ONTARIO CANADA |  | OF |  |  | NO |  |  | data not found | [10 empty] | F-527187
| 11397116 | SS B7A TRANSFORMER PROTECTION | 2620 | Seven Sisters G.S. | [5 empty] | 124688 | AVLB DLFL INAC | 1 | [6 empty] | STANDARD |  |  |  |  | 0 | [5 empty] | 2620 | [11 empty] | 65460 | 124688 | data not found
| 11397117 | SS B7A X1 TRANSFORMER BUSHING | 2620 | Seven Sisters G.S. | 00105H-BPE-ACD-STS-S01-XFM | 115KV STN SERVICE TRANSFORMER | CANADIAN GENERAL ELECTRIC LTD | 105499 |  | 122882 | ASEQ | 1 | SS 1 | [5 empty] | BUSHING |  |  |  | BUSHING | 0 | STATION SERVICE 1 |  |  |  |  | 2620 |  |  |  | 11394744 | 115KV BANK7 A PHASE TRANSFORMER |  |  | BSH |  |  |  | 54092 | 122882 | INSULATING | BUSH001 |  |  | DRY TYPE | [47 empty] | CANADIAN GENERAL ELECTRIC CO. | TORONTO ONTARIO CANADA |  |  |  |  | NO |  |  | data not found | [10 empty] | B-515140
| 11397118 | SS B7A X2 TRANSFORMER BUSHING | 2620 | Seven Sisters G.S. | 00105H-BPE-ACD-STS-S01-XFM | 115KV STN SERVICE TRANSFORMER | CANADIAN GENERAL ELECTRIC LTD | 105497 |  | 122883 | ASEQ | 1 | SS 1 | [5 empty] | BUSHING |  |  |  | BUSHING | 0 | STATION SERVICE 1 |  |  |  |  | 2620 |  |  |  | 11394744 | 115KV BANK7 A PHASE TRANSFORMER |  |  | BSH |  |  |  | 54092 | 122883 | INSULATING | BUSH001 |  |  | DRY TYPE | [47 empty] | CANADIAN GENERAL ELECTRIC CO. | TORONTO ONTARIO CANADA |  |  |  |  | NO |  |  | data not found | [10 empty] | B-515140
| 11397119 | SS B7B H1 TRANSFORMER BUSHING | 2620 | Seven Sisters G.S. | 00105H-BPE-ACD-STS-S01-XFM | 115KV STN SERVICE TRANSFORMER | PASSONI AND VILLA | 43325 |  | 122884 | ASEQ | 1 | SS 1 | [5 empty] | BUSHING |  |  |  | BUSHING | 140 | STATION SERVICE 1 |  |  |  |  | 2620 |  |  |  | 11394745 | 115KV BANK7 B PHASE TRANSFORMER |  |  | BSH | KG |  |  | 54092 | 122884 | INSULATING | BUSH001 |  |  | OIL | [14 empty] | WHITE | PCB LEVEL VERIFIED |  | data not found | data not found | [27 empty] | 18233 | PASSONI VILLA | MILANO ITALY |  |  |  |  | NO |  | data not found | data not found
| 11397120 | SS B7B H2 TRANSFORMER BUSHING | 2620 | Seven Sisters G.S. | 00105H-BPE-ACD-STS-S01-XFM | 115KV STN SERVICE TRANSFORMER | PASSONI AND VILLA | 43322 |  | 122885 | ASEQ | 1 | SS 1 | [5 empty] | BUSHING |  |  |  | BUSHING | 0 | STATION SERVICE 1 |  |  |  |  | 2620 |  |  |  | 11394745 | 115KV BANK7 B PHASE TRANSFORMER |  |  | BSH |  |  |  | 54092 | 122885 | INSULATING | BUSH001 |  |  | OIL | [14 empty] | WHITE | PCB LEVEL VERIFIED |  | data not found | data not found | [28 empty] | PASSONI VILLA | MILANO ITALY |  |  |  |  | YES |  |  |  | data not found | data not found | data not found | data not found
| 11397121 | SS B7B TRANSFORMER PROTECTION | 2620 | Seven Sisters G.S. | [5 empty] | 124691 | AVLB DLFL INAC | 1 | [6 empty] | STANDARD |  |  |  |  | 0 | [5 empty] | 2620 | [11 empty] | 65460 | 124691 | data not found
| 11397122 | SS B7B X1 TRANSFORMER BUSHING | 2620 | Seven Sisters G.S. | 00105H-BPE-ACD-STS-S01-XFM | 115KV STN SERVICE TRANSFORMER | CANADIAN GENERAL ELECTRIC LTD | 105503 |  | 122886 | ASEQ | 1 | SS 1 | [5 empty] | BUSHING |  |  |  | BUSHING | 0 | STATION SERVICE 1 |  |  |  |  | 2620 |  |  |  | 11394745 | 115KV BANK7 B PHASE TRANSFORMER |  |  | BSH |  |  |  | 54092 | 122886 | INSULATING | BUSH001 |  |  | DRY TYPE | [47 empty] | CANADIAN GENERAL ELECTRIC CO. | TORONTO ONTARIO CANADA |  |  |  |  | NO |  |  | data not found | [10 empty] | B-515140
| 11397123 | SS B7B X2 TRANSFORMER BUSHING | 2620 | Seven Sisters G.S. | 00105H-BPE-ACD-STS-S01-XFM | 115KV STN SERVICE TRANSFORMER |  |  |  | 122887 | ASEQ | 1 | SS 1 | [5 empty] | BUSHING |  |  |  | BUSHING | 0 | STATION SERVICE 1 |  |  |  |  | 2620 |  |  |  | 11394745 | 115KV BANK7 B PHASE TRANSFORMER |  |  | BSH |  |  |  | 54092 | 122887 | INSULATING | BUSH001 |  |  | DRY TYPE | [53 empty] | NO
| 11397124 | SS B7C H1 TRANSFORMER BUSHING | 2620 | Seven Sisters G.S. | 00105H-BPE-ACD-STS-S01-XFM | 115KV STN SERVICE TRANSFORMER | CANADIAN GENERAL ELECTRIC LTD | 105496 | OF | 122888 | ASEQ | 1 | SS 1 | [5 empty] | BUSHING |  |  |  | BUSHING | 0 | STATION SERVICE 1 |  |  |  |  | 2620 |  |  |  | 11394746 | 115KV BANK7 C PHASE TRANSFORMER |  |  | BSH |  |  |  | 54092 | 122888 | INSULATING | BUSH001 |  |  | OIL | [14 empty] | WHITE | PCB LEVEL VERIFIED |  | data not found | data not found | [27 empty] | 30115 | CANADIAN GENERAL ELECTRIC CO. | TORONTO ONTARIO CANADA |  | OF |  |  | NO |  |  | data not found | [10 empty] | F-537187
| 11397125 | SS B7C H2 TRANSFORMER BUSHING | 2620 | Seven Sisters G.S. | 00105H-BPE-ACD-STS-S01-XFM | 115KV STN SERVICE TRANSFORMER | CANADIAN GENERAL ELECTRIC LTD | 105492 | OF | 122889 | ASEQ | 1 | SS 1 | [5 empty] | BUSHING |  |  |  | BUSHING | 0 | STATION SERVICE 1 |  |  |  |  | 2620 |  |  |  | 11394746 | 115KV BANK7 C PHASE TRANSFORMER |  |  | BSH |  |  |  | 54092 | 122889 | INSULATING | BUSH001 |  |  | OIL | [14 empty] | WHITE | PCB LEVEL VERIFIED |  | data not found | data not found | [27 empty] | 30116 | CANADIAN GENERAL ELECTRIC CO. | TORONTO ONTARIO CANADA |  | OF |  |  | NO |  |  | data not found | [10 empty] | F-527187
| 11397126 | SS B7C TRANSFORMER PROTECTION | 2620 | Seven Sisters G.S. | [5 empty] | 124694 | AVLB DLFL INAC | 1 | [6 empty] | STANDARD |  |  |  |  | 0 | [5 empty] | 2620 | [11 empty] | 65460 | 124694 | data not found
| 11397127 | SS B7C X1 TRANSFORMER BUSHING | 2620 | Seven Sisters G.S. | 00105H-BPE-ACD-STS-S01-XFM | 115KV STN SERVICE TRANSFORMER | CANADIAN GENERAL ELECTRIC LTD | 105504 |  | 122890 | ASEQ | 1 | SS 1 | [5 empty] | BUSHING |  |  |  | BUSHING | 0 | STATION SERVICE 1 |  |  |  |  | 2620 |  |  |  | 11394746 | 115KV BANK7 C PHASE TRANSFORMER |  |  | BSH |  |  |  | 54092 | 122890 | INSULATING | BUSH001 |  |  | DRY TYPE | [47 empty] | CANADIAN GENERAL ELECTRIC CO. | TORONTO ONTARIO CANADA |  |  |  |  | NO |  |  | data not found | [10 empty] | B-515140
| 11397128 | SS B7C X2 TRANSFORMER BUSHING | 2620 | Seven Sisters G.S. | 00105H-BPE-ACD-STS-S01-XFM | 115KV STN SERVICE TRANSFORMER | CANADIAN GENERAL ELECTRIC LTD | 105498 |  | 122891 | ASEQ | 1 | SS 1 | [5 empty] | BUSHING |  |  |  | BUSHING | 0 | STATION SERVICE 1 |  |  |  |  | 2620 |  |  |  | 11394746 | 115KV BANK7 C PHASE TRANSFORMER |  |  | BSH |  |  |  | 54092 | 122891 | INSULATING | BUSH001 |  |  | DRY TYPE | [47 empty] | CANADIAN GENERAL ELECTRIC CO. | TORONTO ONTARIO CANADA |  |  |  |  | NO |  |  | data not found | [10 empty] | B-515140
| 11397129 | SS B7SP H1 TRANSFORMER BUSHING | 2620 | Seven Sisters G.S. |  |  | CANADIAN GENERAL ELECTRIC LTD | 105493 | OF | 123833 | ASEQ | 1 | [6 empty] | BUSHING |  |  |  | BUSHING | 0 | [5 empty] | 2620 |  |  |  | 11395207 | 63.5KV B7SP SST XFM SN# 132916 |  |  | BSH |  |  |  | 54092 | 123833 | INSULATING | BUSH001 |  |  | OIL | [14 empty] | WHITE | PCB LEVEL VERIFIED |  | data not found | data not found | [27 empty] | 30117 | CANADIAN GENERAL ELECTRIC CO. | TORONTO ONTARIO CANADA |  | OF |  |  | NO |  |  | data not found | [10 empty] | F-527187
| 11397130 | SS B7SP TRANSFORMER WINDING | 2620 | Seven Sisters G.S. | [5 empty] | 124699 | ASEQ | 1 | [6 empty] | STANDARD |  |  |  | WINDING | 0 | [5 empty] | 2620 |  |  |  | 11395207 | 63.5KV B7SP SST XFM SN# 132916 |  |  | WND |  |  |  | 54601 | 124699 | data not found
| 11397131 | SS B7SP X1 TRANSFORMER BUSHING | 2620 | Seven Sisters G.S. |  |  | CANADIAN GENERAL ELECTRIC LTD | 105502 | SPEC B-515140 G1 | 123835 | ASEQ | 1 | [6 empty] | BUSHING |  |  |  | BUSHING | 0 | [5 empty] | 2620 |  |  |  | 11395207 | 63.5KV B7SP SST XFM SN# 132916 |  |  | BSH |  |  |  | 54092 | 123835 | INSULATING | BUSH001 |  |  | OIL | [47 empty] | CANADIAN GENERAL ELECTRIC CO. | TORONTO ONTARIO CANADA |  |  |  |  | NO |  |  | data not found | [10 empty] | B-515140
| 11397132 | SS B7SP X2 TRANSFORMER BUSHING | 2620 | Seven Sisters G.S. |  |  | GE | 105500 |  | 123836 | ASEQ | 1 | [6 empty] | BUSHING |  |  |  | BUSHING | 0 | [5 empty] | 2620 |  |  |  | 11395207 | 63.5KV B7SP SST XFM SN# 132916 |  |  | BSH |  |  |  | 54092 | 123836 | INSULATING | BUSH001 |  |  | OIL | [47 empty] | CANADIAN GENERAL ELECTRIC CO. | TORONTO ONTARIO CANADA |  |  |  |  | NO |  |  | data not found |  |  |  |  | 1989 | [5 empty] | R-515140
| 11395237 | SS CONTROL RM STATION ANNUNCIATION | 2620 | Seven Sisters G.S. | 00105H-BPU-GEN-UCM-ANN | GENERATION UNITS ANNUNCIATOR | RH NICHOLS | 3866-4650 | REQ | 038889 | INST | 1 | [6 empty] | STANDARD |  |  |  | ANNUNCIATOR | 0 | [5 empty] | 2620 | [7 empty] | ANN |  |  |  | 60312 | 038889 | data not found
| 11395239 | SS GATE ROOM 50 TON CRANE | 2620 | Seven Sisters G.S. | 00105H-BPU-TUR-WSD-CRN | FOREBAY AND TAILRACE CRANES | DOMINION BRIDGE CO. LTD. |  |  | 038427 | INST | 1 |  | CRANE |  |  |  |  | CRANE_HOIST |  |  |  | CRANE | 0 | [5 empty] | 2620 | [7 empty] | CRN |  |  |  | 76163 | 038427 | LUBRICATION |  |  |  | OIL
| 11642537 | SS GATE ROOM CRN BRIDGE DRIVE | 2620 | Seven Sisters G.S. | 00105H-BPU-TUR-WSD-CRN | FOREBAY AND TAILRACE CRANES | DOMINION BRIDGE CO. LTD. |  |  | NEW | ASEQ | 1 |  | CRANE |  |  |  |  | CRANE_HOIST |  |  |  | CRANE | 0 | [5 empty] | 2620 |  |  |  | 11395239 | SS GATE ROOM 50 TON CRANE |  |  | CRN |  |  |  | 76110 | NEW | LUBRICATION |  |  |  | OIL
| 11642868 | SS GATE ROOM CRN BRIDGE DRIVE GEARBOX | 2620 | Seven Sisters G.S. | 00105H-BPU-TUR-WSD-CRN | FOREBAY AND TAILRACE CRANES | DOMINION BRIDGE CO. LTD. | REQ |  | NEW | ASEQ | 1 |  | CRANE |  |  |  |  | CRANE_HOIST |  |  |  | GEARBOX | 0 | [5 empty] | 2620 |  |  |  | 11642537 | SS GATE ROOM CRN BRIDGE DRIVE |  |  | GBX |  |  |  | 76110 | NEW | LUBRICATION |  |  |  | OIL |  |  |  | MOBILGEAR 600 XP 220 |  | data not found
| 11642536 | SS GATE ROOM CRN MAIN HOIST | 2620 | Seven Sisters G.S. | 00105H-BPU-TUR-WSD-CRN | FOREBAY AND TAILRACE CRANES | DOMINION BRIDGE CO. LTD. |  |  | NEW | ASEQ | 1 |  | CRANE |  |  |  |  | CRANE_HOIST |  |  |  | HOIST | 0 | [5 empty] | 2620 |  |  |  | 11395239 | SS GATE ROOM 50 TON CRANE |  |  | HST |  |  |  | 76110 | NEW | LUBRICATION |  |  |  | OIL
| 11642867 | SS GATE ROOM CRN MAIN HOIST GEARBOX | 2620 | Seven Sisters G.S. | 00105H-BPU-TUR-WSD-CRN | FOREBAY AND TAILRACE CRANES | DOMINION BRIDGE CO. LTD. | REQ |  | NEW | ASEQ | 1 |  | CRANE |  |  |  |  | CRANE_HOIST |  |  |  | GEARBOX | 0 | [5 empty] | 2620 |  |  |  | 11642536 | SS GATE ROOM CRN MAIN HOIST |  |  | GBX |  |  |  | 76110 | NEW | LUBRICATION |  |  |  | OIL |  |  |  | MOBILGEAR 600 XP 220 |  | data not found
| 11642539 | SS GATE ROOM CRN TROLLEY DRIVE | 2620 | Seven Sisters G.S. | 00105H-BPU-TUR-WSD-CRN | FOREBAY AND TAILRACE CRANES | DOMINION BRIDGE CO. LTD. |  |  |  | ASEQ | 1 |  | CRANE |  |  |  |  | CRANE_HOIST |  |  |  | CRANE | 0 | [5 empty] | 2620 |  |  |  | 11395239 | SS GATE ROOM 50 TON CRANE |  |  | CRN |  |  |  | 76110 | NEW | LUBRICATION |  |  |  | OIL
| 11642869 | SS GATE ROOM CRN TROLLEY DRIVE GEARBOX | 2620 | Seven Sisters G.S. | 00105H-BPU-TUR-WSD-CRN | FOREBAY AND TAILRACE CRANES | DOMINION BRIDGE CO. LTD. | REQ |  | NEW | ASEQ | 1 |  | CRANE |  |  |  |  | CRANE_HOIST |  |  |  | GEARBOX | 0 | [5 empty] | 2620 |  |  |  | 11642539 | SS GATE ROOM CRN TROLLEY DRIVE |  |  | GBX |  |  |  | 76110 | NEW | LUBRICATION |  |  |  | OIL |  |  |  | MOBILGEAR 600 XP 220 |  | data not found
| 11395238 | SS GATE ROOM ELEC. OVERHEAD DOOR | 2620 | Seven Sisters G.S. | 00105H-BAS-PLB-PWH-DOO | POWERHOUSE DOORS |  | REQ | REQ | 140312 | INST | 1 | [6 empty] | STANDARD |  |  |  | DOOR | 0 | [5 empty] | 2620 | [7 empty] | DOO |  |  |  | 22023 | 140312 | data not found
| 11395240 | SS GEN. FLOOR ELEC. OVERHEAD DOOR | 2620 | Seven Sisters G.S. | 00105H-BAS-PLB-PWH-DOO | POWERHOUSE DOORS | MANARAS AUTO DOORS INC. | REQ | REQ | 094326 | INST | 1 | [6 empty] | STANDARD |  |  |  | DOOR | 0 | [5 empty] | 2620 | [7 empty] | DOO |  |  |  | 22023 | 094326 | data not found
| 11395249 | SS NOTIFIER NFS2 3030 MAIN FIRE PANEL | 2620 | Seven Sisters G.S. | 00105H-BPA-FPS-CNT-DET | FIRE PROTECTION DETECTION SYSTEMS | NOTIFIER | 000546C | NFS2-3030 | 036444 | INST | 1 |  | FIRE | 2012 |  |  |  | STANDARD |  |  |  | FIRE DETECTION SYS | 0 | [5 empty] | 2620 | [7 empty] | FDS |  |  |  | 67800 | 036444 | data not found
| 11395245 | SS POWERHOUSE 200 TON CRANE | 2620 | Seven Sisters G.S. | 00105H-BPA-CRN-CR1 | POWERHOUSE 200 TON CRANE | DOMINION BRIDGE CO. LTD. | 1248 |  | 038376 | INST | 1 |  | CRANE |  |  |  |  | CRANE_HOIST |  |  |  | CRANE | 0 | [5 empty] | 2620 | [7 empty] | CRN |  |  |  | 76110 | 038376 | LUBRICATION |  |  |  | OIL
| 11642531 | SS POWERHOUSE CRN AUX HOIST | 2620 | Seven Sisters G.S. | 00105H-BPA-CRN-CR1 | POWERHOUSE 200 TON CRANE | DOMINION BRIDGE CO. LTD. |  |  | NEW | ASEQ | 1 |  | CRANE |  |  |  |  | CRANE_HOIST |  |  |  | HOIST | 0 | [5 empty] | 2620 |  |  |  | 11395245 | SS POWERHOUSE 200 TON CRANE |  |  | HST |  |  |  | 76110 | 038376 | LUBRICATION |  |  |  | OIL
| 11642864 | SS POWERHOUSE CRN AUX HOIST GEARBOX | 2620 | Seven Sisters G.S. | 00105H-BPA-CRN-CR1 | POWERHOUSE 200 TON CRANE | DOMINION BRIDGE CO. LTD. | REQ |  | NEW | ASEQ DLFL INAC | 1 |  | CRANE |  |  |  |  | CRANE_HOIST |  |  |  | GEARBOX | 0 | [5 empty] | 2620 |  |  |  | 11642531 | SS POWERHOUSE CRN AUX HOIST |  |  | GBX |  |  |  | 76110 | 038376 | LUBRICATION |  |  |  | OIL
| 11642532 | SS POWERHOUSE CRN BRIDGE DRIVE | 2620 | Seven Sisters G.S. | 00105H-BPA-CRN-CR1 | POWERHOUSE 200 TON CRANE | DOMINION BRIDGE CO. LTD. | REQ |  | NEW | ASEQ | 1 |  | CRANE |  |  |  |  | CRANE_HOIST |  |  |  | CRANE | 0 | [5 empty] | 2620 |  |  |  | 11395245 | SS POWERHOUSE 200 TON CRANE |  |  | CRN |  |  |  | 76110 | 038376 | LUBRICATION |  |  |  | OIL
| 11642865 | SS POWERHOUSE CRN BRIDGE DRIVE GEARBOX | 2620 | Seven Sisters G.S. | 00105H-BPA-CRN-CR1 | POWERHOUSE 200 TON CRANE | DOMINION BRIDGE CO. LTD. | REQ |  | NEW | ASEQ | 1 |  | CRANE |  |  |  |  | CRANE_HOIST |  |  |  | GEARBOX | 0 | [5 empty] | 2620 |  |  |  | 11642532 | SS POWERHOUSE CRN BRIDGE DRIVE |  |  | GBX |  |  |  | 76110 | 038376 | LUBRICATION |  |  |  | OIL |  |  |  | MOBILGEAR 600 XP 220 |  | data not found
| 11642530 | SS POWERHOUSE CRN MAIN HOIST | 2620 | Seven Sisters G.S. | 00105H-BPA-CRN-CR1 | POWERHOUSE 200 TON CRANE | DOMINION BRIDGE CO. LTD. |  |  | NEW | ASEQ | 1 |  | CRANE |  |  |  |  | CRANE_HOIST |  |  |  | HOIST | 0 | [5 empty] | 2620 |  |  |  | 11395245 | SS POWERHOUSE 200 TON CRANE |  |  | HST |  |  |  | 76110 | 038376 | LUBRICATION |  |  |  | OIL
| 11642863 | SS POWERHOUSE CRN MAIN HOIST GEARBOX | 2620 | Seven Sisters G.S. | 00105H-BPA-CRN-CR1 | POWERHOUSE 200 TON CRANE | DOMINION BRIDGE CO. LTD. | REQ |  | NEW | ASEQ DLFL INAC | 1 |  | CRANE |  |  |  |  | CRANE_HOIST |  |  |  | GEARBOX | 0 | [5 empty] | 2620 |  |  |  | 11642530 | SS POWERHOUSE CRN MAIN HOIST |  |  | GBX |  |  |  | 76110 | NEW | LUBRICATION |  |  |  | OIL
| 11642534 | SS POWERHOUSE CRN TROLLEY DRIVE | 2620 | Seven Sisters G.S. | 00105H-BPA-CRN-CR1 | POWERHOUSE 200 TON CRANE | DOMINION BRIDGE CO. LTD. | REQ |  | NEW | ASEQ | 1 |  | CRANE |  |  |  |  | CRANE_HOIST |  |  |  | CRANE | 0 | [5 empty] | 2620 |  |  |  | 11395245 | SS POWERHOUSE 200 TON CRANE |  |  | CRN |  |  |  | 76110 | 038376 | LUBRICATION |  |  |  | OIL
| 11642866 | SS POWERHOUSE CRN TROLLEY DRIVE GEARBOX | 2620 | Seven Sisters G.S. | 00105H-BPA-CRN-CR1 | POWERHOUSE 200 TON CRANE | DOMINION BRIDGE CO. LTD. | REQ |  | NEW | ASEQ | 1 |  | CRANE |  |  |  |  | CRANE_HOIST |  |  |  | GEARBOX | 0 | [5 empty] | 2620 |  |  |  | 11642534 | SS POWERHOUSE CRN TROLLEY DRIVE |  |  | GBX |  |  |  | 76110 | 038376 | LUBRICATION |  |  |  | OIL |  |  |  | MOBILGEAR 600 XP 220 |  | data not found
| 11395244 | SS POWERHOUSE DRAINAGE SYSTEM | 2620 | Seven Sisters G.S. | 00105H-BPA-WWS-DRN | WASTE WATER SYSTEM DRAINAGE |  |  |  | 042987 | INST | 1 | [6 empty] | STANDARD |  |  |  | DRAINAGE SYSTEM | 0 | [5 empty] | 2620 | [7 empty] | DRN |  |  |  | 79110 | 042987 | data not found
| 11397135 | SS SP1 H1 TRANSFORMER BUSHING | 2620 | Seven Sisters G.S. |  |  | WESTINGHOUSE |  | 714D718G02 | 124700 | ASEQ DLFL INAC | 1 | [6 empty] | BUSHING |  |  |  | BUSHING | 0 | [5 empty] | 2620 |  |  |  | 11395208 | 63.5KV SP1 XFM SN# 2154 |  |  | BSH |  |  |  | 54092 | 124700 | INSULATING | BUSH001 |  |  | OIL | [14 empty] | WHITE |  |  | data not found | data not found | [27 empty] | 30163 | CANADIAN WESTINGHOUSE CO. | HAMILTON CANADA |  | O |  |  | NO | [14 empty] | 5-S-1189-1 | 714D718G02
| 11397136 | SS SP1 H2 TRANSFORMER BUSHING | 2620 | Seven Sisters G.S. |  |  | WESTINGHOUSE | 714D718902 | REQ | 124701 | ASEQ DLFL INAC | 1 | [6 empty] | BUSHING |  |  |  | BUSHING | 0 | [5 empty] | 2620 |  |  |  | 11395208 | 63.5KV SP1 XFM SN# 2154 |  |  | BSH |  |  |  | 54092 | 124701 | INSULATING | BUSH001 |  |  | OIL | [14 empty] | WHITE |  |  | data not found | data not found | [27 empty] | 30164 | CANADIAN WESTINGHOUSE CO. | HAMILTON CANADA |  | O |  |  | NO | [14 empty] | 5 S-1189-1
| 11397137 | SS SP1 TRANSFORMER WINDING | 2620 | Seven Sisters G.S. | [5 empty] | 124706 | ASEQ DLFL INAC | 1 | [6 empty] | STANDARD |  |  |  | WINDING | 0 | [5 empty] | 2620 |  |  |  | 11395208 | 63.5KV SP1 XFM SN# 2154 |  |  | WND |  |  |  | 54601 | 124706 | data not found
| 11397138 | SS SP1 X1 TRANSFORMER BUSHING | 2620 | Seven Sisters G.S. | [5 empty] | 124702 | ASEQ DLFL INAC | 1 | [6 empty] | BUSHING |  |  |  | BUSHING | 0 | [5 empty] | 2620 |  |  |  | 11395208 | 63.5KV SP1 XFM SN# 2154 |  |  | BSH |  |  |  | 54092 | 124702 | INSULATING | BUSH001 |  |  | DRY TYPE | [53 empty] | NO
| 11397139 | SS SP1 X2 TRANSFORMER BUSHING | 2620 | Seven Sisters G.S. | [5 empty] | 124703 | ASEQ DLFL INAC | 1 | [6 empty] | BUSHING |  |  |  | BUSHING | 0 | [5 empty] | 2620 |  |  |  | 11395208 | 63.5KV SP1 XFM SN# 2154 |  |  | BSH |  |  |  | 54092 | 124703 | INSULATING | BUSH001 |  |  | DRY TYPE | [53 empty] | NO
| 11397141 | SS SP2 H1 TRANSFORMER BUSHING | 2620 | Seven Sisters G.S. |  |  | WESTINGHOUSE | REQ | 714D718G0 | 124707 | ASEQ DLFL INAC | 1 | [6 empty] | BUSHING |  |  |  | BUSHING | 0 | [5 empty] | 2620 |  |  |  | 11395209 | 63.5KV SP2 XFM SN# 2152 |  |  | BSH |  |  |  | 54092 | 124707 | INSULATING | BUSH001 |  |  | OIL | [14 empty] | WHITE |  |  | data not found | data not found | [27 empty] | 30161 | CANADIAN WESTINGHOUSE CO. | HAMILTON CANADA |  | O |  |  | NO | [14 empty] | 5 S-1189-1 | 714D718G0
| 11397142 | SS SP2 H2 TRANSFORMER BUSHING | 2620 | Seven Sisters G.S. |  |  | WESTINGHOUSE | REQ | REQ | 124708 | ASEQ DLFL INAC | 1 | [6 empty] | BUSHING |  |  |  | BUSHING | 0 | [5 empty] | 2620 |  |  |  | 11395209 | 63.5KV SP2 XFM SN# 2152 |  |  | BSH |  |  |  | 54092 | 124708 | INSULATING | BUSH001 |  |  | OIL | [14 empty] | WHITE |  |  | data not found | data not found | [27 empty] | 30162 | CANADIAN WESTINGHOUSE CO. | HAMILTON CANADA |  | 0 |  |  | NO | [14 empty] | 5-S-1385 | 714D718G0
| 11397143 | SS SP2 TRANSFORMER WINDING | 2620 | Seven Sisters G.S. | [5 empty] | 124713 | ASEQ DLFL INAC | 1 | [6 empty] | STANDARD |  |  |  | WINDING | 0 | [5 empty] | 2620 |  |  |  | 11395209 | 63.5KV SP2 XFM SN# 2152 |  |  | WND |  |  |  | 54601 | 124713 | data not found
| 11397144 | SS SP2 X1 TRANSFORMER BUSHING | 2620 | Seven Sisters G.S. | [5 empty] | 124709 | ASEQ DLFL INAC | 1 | [6 empty] | BUSHING |  |  |  | BUSHING | 0 | [5 empty] | 2620 |  |  |  | 11395209 | 63.5KV SP2 XFM SN# 2152 |  |  | BSH |  |  |  | 54092 | 124709 | INSULATING | BUSH001 |  |  | DRY TYPE | [53 empty] | NO
| 11397145 | SS SP2 X2 TRANSFORMER BUSHING | 2620 | Seven Sisters G.S. | [5 empty] | 124710 | ASEQ DLFL INAC | 1 | [6 empty] | BUSHING |  |  |  | BUSHING | 0 | [5 empty] | 2620 |  |  |  | 11395209 | 63.5KV SP2 XFM SN# 2152 |  |  | BSH |  |  |  | 54092 | 124710 | INSULATING | BUSH001 |  |  | DRY TYPE | [53 empty] | NO
| 11397147 | SS SP3 H1 TRANSFORMER BUSHING | 2620 | Seven Sisters G.S. |  |  | WESTINGHOUSE |  | TYPE O | 124717 | ASEQ DLFL INAC | 1 | [6 empty] | BUSHING |  |  |  | BUSHING | 0 | [5 empty] | 2620 |  |  |  | 11395210 | 63.5KV SP3 XFM SN# 2148 |  |  | BSH |  |  |  | 54092 | 124717 | INSULATING | BUSH001 |  |  | OIL | [14 empty] | WHITE | PCB LEVEL VERIFIED |  | data not found | data not found | [27 empty] | 30129 | CANADIAN WESTINGHOUSE CO. | HAMILTON CANADA |  | O |  |  | NO | [14 empty] | 5-S-1189-1 | 714D718G02
| 11397148 | SS SP3 H2 TRANSFORMER BUSHING | 2620 | Seven Sisters G.S. |  |  | WESTINGHOUSE |  | TYPE O | 124718 | ASEQ DLFL INAC | 1 | [6 empty] | BUSHING |  |  |  | BUSHING | 0 | [5 empty] | 2620 |  |  |  | 11395210 | 63.5KV SP3 XFM SN# 2148 |  |  | BSH |  |  |  | 54092 | 124718 | INSULATING | BUSH001 |  |  | OIL | [14 empty] | WHITE |  |  | data not found | data not found | [27 empty] | 30130 | CANADIAN WESTINGHOUSE CO. | HAMILTON CANADA |  |  |  |  | NO | [14 empty] | 5-S-1189-1 | 714D718G02
| 11397149 | SS SP3 TRANSFORMER WINDING | 2620 | Seven Sisters G.S. | [5 empty] | 124714 | ASEQ DLFL INAC | 1 | [6 empty] | STANDARD |  |  |  | WINDING | 0 | [5 empty] | 2620 |  |  |  | 11395210 | 63.5KV SP3 XFM SN# 2148 |  |  | WND |  |  |  | 54601 | 124714 | data not found
| 11397150 | SS SP3 X1 TRANSFORMER BUSHING | 2620 | Seven Sisters G.S. | [5 empty] | 124719 | ASEQ DLFL INAC | 1 | [6 empty] | BUSHING |  |  |  | BUSHING | 0 | [5 empty] | 2620 |  |  |  | 11395210 | 63.5KV SP3 XFM SN# 2148 |  |  | BSH |  |  |  | 54092 | 124719 | INSULATING | BUSH001 |  |  | DRY TYPE | [53 empty] | NO
| 11397151 | SS SP3 X2 TRANSFORMER BUSHING | 2620 | Seven Sisters G.S. | [5 empty] | 124720 | ASEQ DLFL INAC | 1 | [6 empty] | BUSHING |  |  |  | BUSHING | 0 | [5 empty] | 2620 |  |  |  | 11395210 | 63.5KV SP3 XFM SN# 2148 |  |  | BSH |  |  |  | 54092 | 124720 | INSULATING | BUSH001 |  |  | DRY TYPE | [53 empty] | NO
| 11395247 | SS SPILLWAY ANNUNCIATION | 2620 | Seven Sisters G.S. | 00105H-WSD-SPW-CNT | SPILLWAY CONTROL |  | 4920724 | 3100 | 042936 | INST | 1 | [6 empty] | STANDARD |  |  |  | ANNUNCIATOR | 0 | [5 empty] | 2620 | [7 empty] | ANN |  |  |  | 60330 | 042936 | data not found
| 11395248 | SS STATION HMI CPUS/INTERFACE TO PLC | 2620 | Seven Sisters G.S. | [5 empty] | 140903 | AVLB DLFL INAC | 1 | [6 empty] | STANDARD |  |  |  |  | 0 | [5 empty] | 2620 | [11 empty] | 64010 | 140903 | data not found
| 11395250 | SS STATION SYNCHRONIZING SYSTEM | 2620 | Seven Sisters G.S. | 00105H-BPU-GEN-UCM-CNT | GENERATION UNITS CONTROL |  |  |  | 063201 | INST | 1 | [6 empty] | STANDARD |  |  |  | CONTROL AND MON SYS | 0 | [5 empty] | 2620 | [7 empty] | CNM |  |  |  | 65030 | 063201 | data not found
| 11397166 | SS T3 H0 TRANSFORMER BUSHING | 2620 | Seven Sisters G.S. |  |  | ABB | 3015790193 | O Plus C | 109955 | AVLB DLFL INAC | 1 |  |  | 1994 |  |  |  | BUSHING |  |  | US | BUSHING | 0 |  |  | 123G0400AA |  |  | 2620 | [7 empty] | BSH |  |  |  | 54092 | 109955 | INSULATING | BUSH001 |  |  | OIL | LITRES | 5 | LITRES |  | NO | data not found | [8 empty] | WHITE | BASED ON MFGR AND FACILITY-GME | [31 empty] | ABB | ALAMO TN | 015G0400BA | O PLUS C | 1 | 15 KV | NO | data not found | data not found | data not found | data not found | data not found
| 11397167 | SS T3 H1 TRANSFORMER BUSHING | 2620 | Seven Sisters G.S. |  |  | ABB | 3031510194 | O Plus C | 120941 | AVLB DLFL INAC | 1 |  |  | 1994 |  |  |  | BUSHING |  |  | US | BUSHING | 0 |  |  | 123G0600AA |  |  | 2620 | [7 empty] | BSH |  |  |  | 54092 | 120941 | INSULATING | BUSH001 |  |  | OIL | LITRES | 150 | LITRES |  | NO | data not found | [8 empty] | WHITE | BASED ON MFGR AND FACILITY-GME | [30 empty] | 17197 | ABB | ALAMO TN | 123G0600AA | O PLUS C |  |  | YES | data not found | data not found | data not found | data not found | data not found | data not found | data not found
| 11397168 | SS T3 H2 TRANSFORMER BUSHING | 2620 | Seven Sisters G.S. |  |  | ABB | 3031510294 | O Plus C | 120942 | AVLB DLFL INAC | 1 |  |  | 1994 |  |  |  | BUSHING |  |  | US | BUSHING | 0 |  |  | 123G0600AA |  |  | 2620 | [7 empty] | BSH |  |  |  | 54092 | 120942 | INSULATING | BUSH001 |  |  | OIL | LITRES | 150 | LITRES |  | NO | data not found | [8 empty] | WHITE | BASED ON MFGR AND FACILITY-GME | [30 empty] | 17198 | ABB | ALAMO TN | 123G0600AA | O PLUS C | 2 |  | YES | data not found | data not found | data not found | data not found | data not found | data not found | data not found
| 11397169 | SS T3 H3 TRANSFORMER BUSHING | 2620 | Seven Sisters G.S. |  |  | ABB | 3031510394 | O Plus C | 120943 | AVLB DLFL INAC | 1 |  |  | 1994 |  |  |  | BUSHING |  |  | US | BUSHING | 0 |  |  | 123G0600AA |  |  | 2620 | [7 empty] | BSH |  |  |  | 54092 | 120943 | INSULATING | BUSH001 |  |  | OIL | LITRES | 150 | LITRES |  | NO | data not found | [8 empty] | WHITE | BASED ON MFGR AND FACILITY-GME | [30 empty] | 17199 | ABB | ALAMO TN | 123G0600AA | O PLUS C | 2 |  | YES | data not found | data not found | data not found | data not found | data not found | data not found | data not found
| 11397170 | SS T3 X1 TRANSFORMER BUSHING | 2620 | Seven Sisters G.S. |  |  | ABB | 3015800393 | O Plus C | 120944 | AVLB DLFL INAC | 1 |  |  | 1994 |  |  |  | BUSHING |  |  | US | BUSHING | 0 |  |  | 015G4000LA |  |  | 2620 | [7 empty] | BSH |  |  |  | 54092 | 120944 | INSULATING | BUSH001 |  |  | OIL | LITRES | 5 | LITRES |  | NO | data not found | [8 empty] | WHITE | BASED ON MFGR AND FACILITY-GME | [31 empty] | ABB | ALAMO TN | 015G4000LA | O PLUS C | 1 | 15 KV | NO | data not found | data not found | data not found | data not found | data not found
| 11397171 | SS T3 X2 TRANSFORMER BUSHING | 2620 | Seven Sisters G.S. |  |  | ABB | 3015800293 | O Plus C | 120945 | AVLB DLFL INAC | 1 |  |  | 1994 |  |  |  | BUSHING |  |  | US | BUSHING | 0 |  |  | 015G4000LA |  |  | 2620 | [7 empty] | BSH |  |  |  | 54092 | 120945 | INSULATING | BUSH001 |  |  | OIL | LITRES | 5 | LITRES |  | NO | data not found | [8 empty] | WHITE | BASED ON MFGR AND FACILITY-GME | [31 empty] | ABB | ALAMO TN | 015G4000LA | O PLUS C | 1 | 15 KV | NO | data not found | data not found | data not found | data not found | data not found
| 11397172 | SS T3 X3 TRANSFORMER BUSHING | 2620 | Seven Sisters G.S. |  |  | ABB | 3015800193 | O Plus C | 120946 | AVLB DLFL INAC | 1 |  |  | 1994 |  |  |  | BUSHING |  |  | US | BUSHING | 0 |  |  | 015G4000LA |  |  | 2620 | [7 empty] | BSH |  |  |  | 54092 | 120946 | INSULATING | BUSH001 |  |  | OIL | LITRES | 5 | LITRES |  | NO | data not found | [8 empty] | WHITE | BASED ON MFGR AND FACILITY-GME | [31 empty] | ABB | ALAMO TN | 015G4000LA | O PLUS C | 1 | 15 KV | NO | data not found | data not found | data not found | data not found | data not found
| 11397180 | SS T5A H1 TRANSFORMER BUSHING | 2620 | Seven Sisters G.S. |  |  | CANADIAN GENERAL ELECTRIC LTD | 127132 |  | 120973 | ASEQ DLFL INAC | 1 | [6 empty] | BUSHING |  |  |  | BUSHING | 0 | [5 empty] | 2620 |  |  |  | 11394757 | 115KV GSU T05A POWER TRANSFORMER - OLD |  |  | BSH |  |  |  | 54092 | 120973 | INSULATING | BUSH001 |  |  | OIL | LITRES | 120 | LITRES |  | NO | data not found | [8 empty] | WHITE | PCB LEVEL VERIFIED |  | data not found | data not found | [27 empty] | 30126 | CANADIAN GENERAL ELECTRIC CO. | TORONTO ONTARIO CANADA |  | F |  | 115 | NO |  |  | data not found |  |  |  |  | 1991 | [7 empty] | 1760-2
| 11397181 | SS T5A H2 TRANSFORMER BUSHING | 2620 | Seven Sisters G.S. |  |  | ABB | 275960 | TYPE U | 120975 | ASEQ DLFL INAC | 1 | [6 empty] | BUSHING |  |  | CA | BUSHING | 0 |  |  | 7260-001 |  |  | 2620 |  |  |  | 11394757 | 115KV GSU T05A POWER TRANSFORMER - OLD |  |  | BSH |  |  |  | 54092 | 120975 | INSULATING | BUSH001 |  |  | OIL | [14 empty] | WHITE |  |  | data not found | data not found | [27 empty] | 33197 | ASEA BROWN BOVERI INC. | GUELPH ONTARIO |  | U |  | 27.5 KV | NO | data not found | data not found | data not found |  | data not found |  |  | 1990 | [7 empty] | 7260-001
| 11397182 | SS T5A X1 TRANSFORMER BUSHING | 2620 | Seven Sisters G.S. |  |  | ABB | 278192 | TYPE U | 120976 | ASEQ DLFL INAC | 1 | [6 empty] | BUSHING |  |  | CA | BUSHING | 0 |  |  | 7210-001 |  |  | 2620 |  |  |  | 11394757 | 115KV GSU T05A POWER TRANSFORMER - OLD |  |  | BSH |  |  |  | 54092 | 120976 | INSULATING | BUSH001 |  |  | OIL | [14 empty] | WHITE | PCB LEVEL VERIFIED |  |  | data not found | [27 empty] | 15748 | ASEA BROWN BOVERI INC. | GUELPH ONTARIO |  | U |  | 15 KV | NO | data not found | data not found | data not found |  | data not found | [10 empty] | 7210-001
| 11397183 | SS T5A X2 TRANSFORMER BUSHING | 2620 | Seven Sisters G.S. |  |  | ABB | 277127 | TYPE U | 120978 | ASEQ DLFL INAC | 1 | [6 empty] | BUSHING |  |  | CA | BUSHING | 0 |  |  | 7210-001 |  |  | 2620 |  |  |  | 11394757 | 115KV GSU T05A POWER TRANSFORMER - OLD |  |  | BSH |  |  |  | 54092 | 120978 | INSULATING | BUSH001 |  |  | OIL | LITRES | [13 empty] | WHITE |  |  |  | data not found | [27 empty] | 15745 | ASEA BROWN BOVERI INC. | GUELPH ONTARIO |  | U |  | 15 KV | NO | data not found | data not found | data not found |  | data not found |  |  | 1991 | [7 empty] | 7210-001
| 11397184 | SS T5B H1 TRANSFORMER BUSHING | 2620 | Seven Sisters G.S. |  |  | CANADIAN GENERAL ELECTRIC LTD | 127131 |  | 120980 | ASEQ DLFL INAC | 1 | [6 empty] | BUSHING |  |  |  | BUSHING | 0 | [5 empty] | 2620 |  |  |  | 11394758 | 115KV GSU T05B POWER TRANSFORMER - OLD |  |  | BSH |  |  |  | 54092 | 120980 | INSULATING | BUSH001 |  |  | OIL | LITRES | 120 | LITRES |  | NO | data not found | [8 empty] | WHITE | PCB LEVEL VERIFIED |  | data not found | data not found | [27 empty] | 30127 | CANADIAN GENERAL ELECTRIC CO. | TORONTO ONTARIO CANADA |  | F |  | 115 | NO |  |  | data not found |  |  |  |  | 1991 | [7 empty] | 1760-2
| 11397185 | SS T5B H2 TRANSFORMER BUSHING | 2620 | Seven Sisters G.S. |  |  | REQ | 127133 |  | 120981 | ASEQ DLFL INAC | 1 | [6 empty] | BUSHING |  |  |  | BUSHING | 0 | [5 empty] | 2620 |  |  |  | 11394758 | 115KV GSU T05B POWER TRANSFORMER - OLD |  |  | BSH |  |  |  | 54092 | 120981 | INSULATING | BUSH001 |  |  | OIL | [14 empty] | WHITE |  |  | data not found | data not found | [27 empty] | 37559 | CANADIAN GENERAL ELECTRIC CO. | TORONTO ONTARIO CANADA |  | L |  | 25 A | NO |  |  | data not found | [12 empty] | 1470-2
| 11397186 | SS T5B X1 TRANSFORMER BUSHING | 2620 | Seven Sisters G.S. |  |  | ABB | 1C03324302 | O Plus C | 124935 | ASEQ DLFL INAC | 1 |  |  | 2001 |  |  |  | BUSHING |  |  | US | BUSHING | 0 |  |  | 015G1200DA |  |  | 2620 |  |  |  | 11394758 | 115KV GSU T05B POWER TRANSFORMER - OLD |  |  | BSH |  |  |  | 54092 | 124935 | INSULATING | BUSH001 |  |  | OIL | [14 empty] | WHITE | PCB FREE AS PER NAMEPLATE | [30 empty] | 22797 | ABB | ALAMO TN | 015G1200DA | O PLUS C | 2 | 15 KV | YES | data not found | data not found | data not found | data not found | data not found | data not found | data not found
| 11397187 | SS T5B X2 TRANSFORMER BUSHING | 2620 | Seven Sisters G.S. |  |  | ABB | 1C03324303 | O Plus C | 124936 | ASEQ DLFL INAC | 1 |  |  | 2001 |  |  |  | BUSHING |  |  | US | BUSHING | 0 |  |  | 015G1200DA |  |  | 2620 |  |  |  | 11394758 | 115KV GSU T05B POWER TRANSFORMER - OLD |  |  | BSH |  |  |  | 54092 | 124936 | INSULATING | BUSH001 |  |  | OIL | [14 empty] | WHITE | PCB FREE AS PER NAMEPLATE | [30 empty] | 22796 | ABB | ALAMO TN | 015G1200DA | O PLUS C | 2 | 15 KV | YES | data not found | data not found | data not found | data not found | data not found | data not found | data not found
| 11397188 | SS T5C H1 TRANSFORMER BUSHING | 2620 | Seven Sisters G.S. |  |  | CANADIAN GENERAL ELECTRIC LTD | 147630 |  | 120987 | ASEQ DLFL INAC | 1 | [6 empty] | BUSHING |  |  |  | BUSHING | 0 | [5 empty] | 2620 |  |  |  | 11394759 | 115KV GSU T05C POWER TRANSFORMER - OLD |  |  | BSH |  |  |  | 54092 | 120987 | INSULATING | BUSH001 |  |  | OIL | LITRES | 120 | LITRES |  | NO | data not found | [8 empty] | YELLOW | PCB LEVEL VERIFIED |  | data not found | data not found | [27 empty] | 30128 | CANADIAN GENERAL ELECTRIC CO. | TORONTO ONTARIO CANADA |  | F |  | TC2-115 | NO |  |  | data not found | [12 empty] | 1760-2
| 11397189 | SS T5C H2 TRANSFORMER BUSHING | 2620 | Seven Sisters G.S. |  |  | CANADIAN GENERAL ELECTRIC LTD | 127135 |  | 120989 | ASEQ DLFL INAC | 1 | [6 empty] | BUSHING |  |  |  | BUSHING | 0 | [5 empty] | 2620 |  |  |  | 11394759 | 115KV GSU T05C POWER TRANSFORMER - OLD |  |  | BSH |  |  |  | 54092 | 120989 | INSULATING | BUSH001 |  |  | OIL | [14 empty] | WHITE |  |  | data not found | data not found | [27 empty] | 37556 | CANADIAN GENERAL ELECTRIC CO. | TORONTO ONTARIO CANADA |  | L |  | 25 A | NO |  |  | data not found |  |  |  |  | 1991 | [7 empty] | 1470-2
| 11397190 | SS T5C X1 TRANSFORMER BUSHING | 2620 | Seven Sisters G.S. |  |  | CANADIAN GENERAL ELECTRIC LTD | 164798 |  | 120990 | ASEQ DLFL INAC | 1 | [6 empty] | BUSHING |  |  |  | BUSHING | 0 | [5 empty] | 2620 |  |  |  | 11394759 | 115KV GSU T05C POWER TRANSFORMER - OLD |  |  | BSH |  |  |  | 54092 | 120990 | INSULATING | BUSH001 |  |  | OIL | [14 empty] | YELLOW |  |  | data not found | data not found | [27 empty] | 37557 | CANADIAN GENERAL ELECTRIC CO. | TORONTO ONTARIO CANADA |  | LC |  | T-15 | NO |  |  | data not found | [12 empty] | 1351-1
| 11397191 | SS T5C X2 TRANSFORMER BUSHING | 2620 | Seven Sisters G.S. |  |  | CANADIAN GENERAL ELECTRIC LTD | 164799 |  | 120992 | ASEQ DLFL INAC | 1 | [6 empty] | BUSHING |  |  |  | BUSHING | 0 | [5 empty] | 2620 |  |  |  | 11394759 | 115KV GSU T05C POWER TRANSFORMER - OLD |  |  | BSH |  |  |  | 54092 | 120992 | INSULATING | BUSH001 |  |  | OIL | [14 empty] | YELLOW |  |  | data not found | data not found | [27 empty] | 37558 | CANADIAN GENERAL ELECTRIC CO. | TORONTO ONTARIO CANADA |  | LC |  |  | NO |  |  | data not found |  | data not found | [10 empty] | 1351-1
| 11397192 | SS T6A H1 TRANSFORMER BUSHING | 2620 | Seven Sisters G.S. |  |  | CANADIAN GENERAL ELECTRIC LTD | 134723 |  | 122865 | AVLB DLFL INAC | 1 | [6 empty] | BUSHING |  |  |  | BUSHING | 0 | [5 empty] | 2620 | [7 empty] | BSH |  |  |  | 54092 | 122865 | INSULATING | BUSH001 |  |  | OIL | LITRES | 120 | LITRES |  | NO | data not found | [8 empty] | WHITE | PCB LEVEL VERIFIED |  | data not found | data not found | [27 empty] | 30165 | CANADIAN GENERAL ELECTRIC CO. | TORONTO ONTARIO CANADA |  | F |  | T 115 | NO |  |  | data not found |  | data not found | [10 empty] | 1760-2
| 11397193 | SS T6A H2 TRANSFORMER BUSHING | 2620 | Seven Sisters G.S. |  |  | CANADIAN GENERAL ELECTRIC LTD | 134726 |  | 122866 | AVLB DLFL INAC | 1 | [6 empty] | BUSHING |  |  |  | BUSHING | 0 | [5 empty] | 2620 | [7 empty] | BSH |  |  |  | 54092 | 122866 | INSULATING | BUSH001 |  |  | OIL | [14 empty] | WHITE | PCB LEVEL VERIFIED |  | data not found | data not found | [27 empty] | 30166 | CANADIAN GENERAL ELECTRIC CO. | TORONTO ONTARIO CANADA |  | L |  | 25 | NO |  |  | data not found | [12 empty] | 1304-1
| 11397194 | SS T6A X1 TRANSFORMER BUSHING | 2620 | Seven Sisters G.S. |  |  | GE | 127141 |  | 122867 | AVLB DLFL INAC | 1 | [6 empty] | BUSHING |  |  |  | BUSHING | 0 | [5 empty] | 2620 | [7 empty] | BSH |  |  |  | 54092 | 122867 | INSULATING | BUSH001 |  |  | DRY TYPE | [46 empty] | 30167 | CANADIAN GENERAL ELECTRIC CO. | TORONTO ONTARIO CANADA |  | L |  | T-1-15A | NO |  |  | data not found |  | data not found |  |  | 1991 | [7 empty] | 1463-2
| 11397195 | SS T6A X2 TRANSFORMER BUSHING | 2620 | Seven Sisters G.S. |  |  | GE | 134732 |  | 122868 | AVLB DLFL INAC | 1 | [6 empty] | BUSHING |  |  |  | BUSHING | 0 | [5 empty] | 2620 | [7 empty] | BSH |  |  |  | 54092 | 122868 | INSULATING | BUSH001 |  |  | DRY TYPE | [46 empty] | 30168 | CANADIAN GENERAL ELECTRIC CO. | TORONTO ONTARIO CANADA |  | L |  | 15 | NO |  |  | data not found |  | data not found | [10 empty] | 1299-1
| 11397196 | SS T6B H1 TRANSFORMER BUSHING | 2620 | Seven Sisters G.S. |  |  | GE | 134724 |  | 122869 | AVLB DLFL INAC | 1 | [6 empty] | BUSHING |  |  |  | BUSHING | 0 | [5 empty] | 2620 | [7 empty] | BSH |  |  |  | 54092 | 122869 | INSULATING | BUSH001 |  |  | OIL | LITRES | 120 | LITRES |  | NO | data not found | [8 empty] | YELLOW | PCB LEVEL VERIFIED |  | data not found | data not found | [27 empty] | 30169 | CANADIAN GENERAL ELECTRIC CO. | TORONTO ONTARIO CANADA |  | F |  | T 115 | NO |  |  | data not found | [12 empty] | 1760-2
| 11397197 | SS T6B H2 TRANSFORMER BUSHING | 2620 | Seven Sisters G.S. |  |  | GE | 164727 |  | 122870 | AVLB DLFL INAC | 1 | [6 empty] | BUSHING |  |  |  | BUSHING | 0 | [5 empty] | 2620 | [7 empty] | BSH |  |  |  | 54092 | 122870 | INSULATING | BUSH001 |  |  | DRY TYPE | [46 empty] | 30170 | CANADIAN GENERAL ELECTRIC CO. | TORONTO ONTARIO CANADA |  | L |  | 25 | NO |  |  | data not found | [12 empty] | 1304-1
| 11397198 | SS T6B X1 TRANSFORMER BUSHING | 2620 | Seven Sisters G.S. |  |  | GE | 134734 |  | 122871 | AVLB DLFL INAC | 1 | [6 empty] | BUSHING |  |  |  | BUSHING | 0 | [5 empty] | 2620 | [7 empty] | BSH |  |  |  | 54092 | 122871 | INSULATING | BUSH001 |  |  | DRY TYPE | [46 empty] | 30171 | CANADIAN GENERAL ELECTRIC | TORONTO CANADA |  | L |  | 15 | NO |  |  | data not found |  | data not found | [10 empty] | 1299-1
| 11397199 | SS T6B X2 TRANSFORMER BUSHING | 2620 | Seven Sisters G.S. |  |  | GE | 134733 |  | 122872 | AVLB DLFL INAC | 1 | [6 empty] | BUSHING |  |  |  | BUSHING | 0 | [5 empty] | 2620 | [7 empty] | BSH |  |  |  | 54092 | 122872 | INSULATING | BUSH001 |  |  | DRY TYPE | [46 empty] | 30172 | CANADIAN GENERAL ELECTRIC CO. | TORONTO ONTARIO CANADA |  | L |  | 15 | NO |  |  | data not found |  | data not found | [10 empty] | 1299-1
| 11397200 | SS T6C H1 TRANSFORMER BUSHING | 2620 | Seven Sisters G.S. |  |  | CANADIAN GENERAL ELECTRIC LTD | 134724 |  | 122873 | AVLB DLFL INAC | 1 | [6 empty] | BUSHING |  |  |  | BUSHING | 0 | [5 empty] | 2620 | [7 empty] | BSH |  |  |  | 54092 | 122873 | INSULATING | BUSH001 |  |  | OIL | LITRES | 120 | LITRES |  | NO | data not found | [8 empty] | YELLOW | PCB LEVEL VERIFIED |  | data not found | data not found | [27 empty] | 30173 | CANADIAN GENERAL ELECTRIC CO. | TORONTO ONTARIO CANADA |  | F |  | T 115 | NO |  |  | data not found |  | data not found | [10 empty] | 1760-2
| 11397201 | SS T6C H2 TRANSFORMER BUSHING | 2620 | Seven Sisters G.S. |  |  | GE | 134728 |  | 122874 | AVLB DLFL INAC | 1 | [6 empty] | BUSHING |  |  |  | BUSHING | 0 | [5 empty] | 2620 | [7 empty] | BSH |  |  |  | 54092 | 122874 | INSULATING | BUSH001 |  |  | DRY TYPE | [46 empty] | 30174 | CANADIAN GENERAL ELECTRIC CO. | TORONTO ONTARIO CANADA |  | L |  | 25 | NO |  |  | data not found |  | data not found | [10 empty] | 1384-1
| 11397202 | SS T6C X1 TRANSFORMER BUSHING | 2620 | Seven Sisters G.S. |  |  | GE | 134731 |  | 122875 | AVLB DLFL INAC | 1 | [6 empty] | BUSHING |  |  |  | BUSHING | 0 | [5 empty] | 2620 | [7 empty] | BSH |  |  |  | 54092 | 122875 | INSULATING | BUSH001 |  |  | DRY TYPE | [46 empty] | 30175 | CANADIAN GENERAL ELECTRIC CO. | TORONTO ONTARIO CANADA |  | L |  | 15 | NO |  |  | data not found |  | data not found | [10 empty] | 1299-1
| 11397203 | SS T6C X2 TRANSFORMER BUSHING | 2620 | Seven Sisters G.S. |  |  | GE | 134730 |  | 122876 | AVLB DLFL INAC | 1 | [6 empty] | BUSHING |  |  |  | BUSHING | 0 | [5 empty] | 2620 | [7 empty] | BSH |  |  |  | 54092 | 122876 | INSULATING | BUSH001 |  |  | DRY TYPE | [46 empty] | 30176 | CANADIAN GENERAL ELECTRIC CO. | TORONTO ONTARIO CANADA |  | L |  | 15 | NO |  |  | data not found |  | data not found | [10 empty] | 1299-1
| 11395251 | SS TAILRACE 19 TON CRANE | 2620 | Seven Sisters G.S. | 00105H-BPU-TUR-WSD-CRN | FOREBAY AND TAILRACE CRANES | RICHARDS-WILCOX OF CANADA | 115968033 |  | 094401 | INST | 1 |  | CRANE |  |  |  |  | CRANE_HOIST |  |  |  | CRANE | 0 | [5 empty] | 2620 | [7 empty] | CRN |  |  |  | 76162 | 094401 | LUBRICATION | AUXTC01 |  |  | OIL
| 11642542 | SS TAILRACE CRN BRIDGE DRIVE | 2620 | Seven Sisters G.S. | 00105H-BPU-TUR-WSD-CRN | FOREBAY AND TAILRACE CRANES | RICHARDS-WILCOX OF CANADA |  |  | NEW | ASEQ | 1 |  | CRANE |  |  |  |  | CRANE_HOIST |  |  |  | CRANE | 0 | [5 empty] | 2620 |  |  |  | 11395251 | SS TAILRACE 19 TON CRANE |  |  | CRN |  |  |  | 76162 | NEW | LUBRICATION | AUXTC01 |  |  | OIL
| 11642872 | SS TAILRACE CRN BRIDGE DRIVE D/S GEARBOX | 2620 | Seven Sisters G.S. | 00105H-BPU-TUR-WSD-CRN | FOREBAY AND TAILRACE CRANES | RICHARDS-WILCOX OF CANADA | REQ |  | NEW | ASEQ | 1 |  | CRANE |  |  |  |  | CRANE_HOIST |  |  |  | GEARBOX | 0 | [5 empty] | 2620 |  |  |  | 11642542 | SS TAILRACE CRN BRIDGE DRIVE |  |  | GBX |  |  |  | 76162 | NEW | LUBRICATION | AUXTC01 |  |  | OIL |  |  |  | MOBILGEAR 600 XP 220 |  | data not found
| 11642871 | SS TAILRACE CRN BRIDGE DRIVE U/S GEARBOX | 2620 | Seven Sisters G.S. | 00105H-BPU-TUR-WSD-CRN | FOREBAY AND TAILRACE CRANES | RICHARDS-WILCOX OF CANADA | REQ |  | NEW | ASEQ | 1 |  | CRANE |  |  |  |  | CRANE_HOIST |  |  |  | GEARBOX | 0 | [5 empty] | 2620 |  |  |  | 11642542 | SS TAILRACE CRN BRIDGE DRIVE |  |  | GBX |  |  |  | 76162 | NEW | LUBRICATION | AUXTC01 |  |  | OIL |  |  |  | MOBILGEAR 600 XP 220 |  | data not found
| 11642540 | SS TAILRACE CRN MAIN HOIST | 2620 | Seven Sisters G.S. | 00105H-BPU-TUR-WSD-CRN | FOREBAY AND TAILRACE CRANES | RICHARDS-WILCOX OF CANADA |  |  | NEW | ASEQ | 1 |  | CRANE |  |  |  |  | CRANE_HOIST |  |  |  | HOIST | 0 | [5 empty] | 2620 |  |  |  | 11395251 | SS TAILRACE 19 TON CRANE |  |  | HST |  |  |  | 76162 | NEW | LUBRICATION | AUXTC01 |  |  | OIL
| 11642870 | SS TAILRACE CRN MAIN HOIST GEARBOX | 2620 | Seven Sisters G.S. | 00105H-BPU-TUR-WSD-CRN | FOREBAY AND TAILRACE CRANES | RICHARDS-WILCOX OF CANADA | REQ |  | NEW | ASEQ | 1 |  | CRANE |  |  |  |  | CRANE_HOIST |  |  |  | GEARBOX | 0 | [5 empty] | 2620 |  |  |  | 11642540 | SS TAILRACE CRN MAIN HOIST |  |  | GBX |  |  |  | 76162 | NEW | LUBRICATION | AUXTC01 |  |  | OIL |  |  |  | SPARTAN EP-C 220 |  | data not found
| 11662000 | SS TAILRACE CRN TILLER HOIST | 2620 | Seven Sisters G.S. | 00105H-BPU-TUR-WSD-CRN | FOREBAY AND TAILRACE CRANES | RICHARDS-WILCOX OF CANADA | REQ |  | NEW | ASEQ | 1 |  | CRANE |  |  |  |  | CRANE_HOIST |  |  | CA | HOIST | 0 | [5 empty] | 2620 |  |  |  | 11395251 | SS TAILRACE 19 TON CRANE |  |  | HST |  |  |  | 76162 | NEW | LUBRICATION | AUXTC01 |  |  | OIL
| 11662001 | SS TAILRACE CRN TILLER HOIST GEARBOX | 2620 | Seven Sisters G.S. | 00105H-BPU-TUR-WSD-CRN | FOREBAY AND TAILRACE CRANES | RICHARDS-WILCOX OF CANADA | REQ |  | NEW | ASEQ | 1 |  | CRANE |  |  |  |  | CRANE_HOIST |  |  | CA | GEARBOX | 0 | [5 empty] | 2620 |  |  |  | 11662000 | SS TAILRACE CRN TILLER HOIST |  |  | GBX |  |  |  | 76162 | NEW | LUBRICATION | AUXTC01 |  |  | OIL |  |  |  | MOBIL SHC626 |  | data not found
| 11642543 | SS TAILRACE CRN TROLLEY DRIVE | 2620 | Seven Sisters G.S. | 00105H-BPU-TUR-WSD-CRN | FOREBAY AND TAILRACE CRANES | RICHARDS-WILCOX OF CANADA |  |  | NEW | ASEQ | 1 |  | CRANE |  |  |  |  | CRANE_HOIST |  |  |  | CRANE | 0 | [5 empty] | 2620 |  |  |  | 11395251 | SS TAILRACE 19 TON CRANE |  |  | CRN |  |  |  | 76162 | NEW | LUBRICATION | AUXTC01 |  |  | OIL
| 11642873 | SS TAILRACE CRN TROLLEY DRIVE GEARBOX | 2620 | Seven Sisters G.S. | 00105H-BPU-TUR-WSD-CRN | FOREBAY AND TAILRACE CRANES | RICHARDS-WILCOX OF CANADA | REQ |  | NEW | ASEQ | 1 |  | CRANE |  |  |  |  | CRANE_HOIST |  |  |  | GEARBOX | 0 | [5 empty] | 2620 |  |  |  | 11642543 | SS TAILRACE CRN TROLLEY DRIVE |  |  | GBX |  |  |  | 76162 | NEW | LUBRICATION | AUXTC01 |  |  | OIL |  |  |  | MOBIL SHC626 |  | data not found
| 11395252 | SS UNIT DRAFT TUBE STOPLOGS | 2620 | Seven Sisters G.S. | 00105H-BPU-TUR-WSD-SLG | GENERATION UNITS STOPLOGS | WILLIAM HAMILTON LTD. |  |  | 033609 | INST | 1 | [6 empty] | STANDARD |  |  |  | GATE | 0 | [5 empty] | 2620 | [7 empty] | GTE |  |  | 1-00105-D-01644 0001 | 76420 | 033609 | data not found
| 11395253 | SS UNIT INTAKE STOPLOGS | 2620 | Seven Sisters G.S. | 00105H-BPU-TUR-WSD-SLG | GENERATION UNITS STOPLOGS |  |  |  | 033594 | INST | 1 | [6 empty] | STANDARD |  |  |  | GATE | 0 | [5 empty] | 2620 | [7 empty] | GTE |  |  | 1-00105-D-01645 0001 | 76410 | 033594 | data not found
| 11395254 | SS ZEBRA MUSSEL MONITOR | 2620 | Seven Sisters G.S. | 00105H-BPA-SWS-RWS | RAW WATER SYSTEM |  |  |  | 062607 | INST | 1 | [6 empty] | STANDARD |  |  |  | CONTROL AND MON SYS | 0 | [5 empty] | 2620 | [7 empty] | CNM |  |  |  | 79000 | 062607 | data not found
| 11395255 | SS1 2.3KV BUS DUCT BUSWORK | 2620 | Seven Sisters G.S. | 00105H-BPE-ACD-STS-S01-BUS | STN SERVICE BUS |  |  |  | 123848 | INST | 1 | SS 1 | [5 empty] | STANDARD |  |  |  | BUS | 0 | STATION SERVICE 1 |  |  |  |  | 2620 | [7 empty] | BUS |  |  |  | 52500 | 123848 | data not found
| 11395256 | SS1 600V BUS DUCT BUSWORK | 2620 | Seven Sisters G.S. | 00105H-BPE-ACD-PWC-PC1-BUS | SS1 POWER CENTER BUS |  |  |  | 046731 | INST | 1 | [6 empty] | STANDARD |  |  |  | BUS | 0 | [5 empty] | 2620 | [7 empty] | BUS |  |  |  | 52670 | 046731 | data not found
| 11394820 | SS1 CELL 52-SS1 CURRENT XFM CT11 A PH | 2620 | Seven Sisters G.S. | 00105H-BPE-ACD-PWC-PC1-MTI | SS1 METERING & INSTR | REQ | REQ | REQ | 063087 | INST | 1 |  | NERC |  |  |  |  | STANDARD |  |  |  | CURRENT TRANSFORMER | 0 | [5 empty] | 2620 | [7 empty] | CTX |  |  |  | 54960 | 063087 | INSULATING | PCSCT04 |  |  | DRY TYPE
| 11916454 | SS1 CELL 52-SS1 CURRENT XFM CT11 B PH | 2620 | Seven Sisters G.S. | 00105H-BPE-ACD-PWC-PC1-MTI | SS1 METERING & INSTR | REQ | REQ | REQ | NEW | INST | 1 |  | NERC |  |  |  |  | STANDARD |  |  |  | CURRENT TRANSFORMER | 0 | [5 empty] | 2620 | [7 empty] | CTX |  |  |  | 54960 | NEW | INSULATING | PCSCT04 |  |  | DRY TYPE
| 11916455 | SS1 CELL 52-SS1 CURRENT XFM CT11 C PH | 2620 | Seven Sisters G.S. | 00105H-BPE-ACD-PWC-PC1-MTI | SS1 METERING & INSTR | REQ | REQ | REQ | NEW | INST | 1 |  | NERC |  |  |  |  | STANDARD |  |  |  | CURRENT TRANSFORMER | 0 | [5 empty] | 2620 | [7 empty] | CTX |  |  |  | 54960 | NEW | INSULATING | PCSCT04 |  |  | DRY TYPE
| 11394818 | SS1 POTENTIAL XFM PT11 A-B PH | 2620 | Seven Sisters G.S. | 00105H-BPE-ACD-PWC-PC1-MTI | SS1 METERING & INSTR | REQ | REQ | REQ | 063090 | INST | 1 |  | NERC |  |  |  |  | STANDARD |  |  |  | POTENTIAL TRANSFORMR | 0 | [5 empty] | 2620 | [7 empty] | PTX |  |  |  | 54960 | 063090 | INSULATING | PT002 |  |  | DRY TYPE
| 11916456 | SS1 POTENTIAL XFM PT11 B-C PH | 2620 | Seven Sisters G.S. | 00105H-BPE-ACD-PWC-PC1-MTI | SS1 METERING & INSTR | REQ | REQ | REQ | NEW | INST | 1 |  | NERC |  |  |  |  | STANDARD |  |  |  | POTENTIAL TRANSFORMR | 0 | [5 empty] | 2620 | [7 empty] | PTX |  |  |  | 54960 | 063090 | INSULATING | PT002 |  |  | DRY TYPE
| 11916457 | SS1 POTENTIAL XFM PT12 B PH | 2620 | Seven Sisters G.S. | 00105H-BPE-ACD-PWC-PC1-MTI | SS1 METERING & INSTR | REQ | REQ | REQ |  | INST | 1 |  | NERC |  |  |  |  | STANDARD |  |  |  | POTENTIAL TRANSFORMR | 0 | [5 empty] | 2620 | [7 empty] | PTX |  |  |  | 54960 | 063090 | INSULATING | PT002 |  |  | DRY TYPE
| 11395266 | SS2 2.3KV BUS DUCT BUSWORK | 2620 | Seven Sisters G.S. | 00105H-BPE-ACD-STS-S01-BUS | STN SERVICE BUS |  |  |  | 123849 | INST | 1 | SS 1 | [5 empty] | STANDARD |  |  |  | BUS | 0 | STATION SERVICE 1 |  |  |  |  | 2620 | [7 empty] | BUS |  |  |  | 52500 | 123849 | data not found
| 11395267 | SS2 600V BUS DUCT BUSWORK | 2620 | Seven Sisters G.S. | 00105H-BPE-ACD-PWC-PC2-BUS | SS2 POWER CENTER BUS |  |  |  | 123845 | INST | 1 | [6 empty] | STANDARD |  |  |  | BUS | 0 | [5 empty] | 2620 | [7 empty] | BUS |  |  |  | 52670 | 123845 | data not found
| 11394821 | SS2 CELL 52-SS2 CURRENT XFM CT21 A PH | 2620 | Seven Sisters G.S. | 00105H-BPE-ACD-PWC-PC2-MTI | SS2 METERING & INSTR | REQ | REQ | REQ | 123891 | INST | 1 |  | NERC |  |  |  |  | STANDARD |  |  |  | CURRENT TRANSFORMER | 0 | [5 empty] | 2620 | [7 empty] | CTX |  |  |  | 54960 | 123891 | INSULATING | PCSCT04 |  |  | DRY TYPE
| 11916463 | SS2 CELL 52-SS2 CURRENT XFM CT21 B PH | 2620 | Seven Sisters G.S. | 00105H-BPE-ACD-PWC-PC2-MTI | SS2 METERING & INSTR | REQ | REQ | REQ | NEW | INST | 1 |  | NERC |  |  |  |  | STANDARD |  |  |  | CURRENT TRANSFORMER | 0 | [5 empty] | 2620 | [7 empty] | CTX |  |  |  | 54960 | 123891 | INSULATING | PCSCT04 |  |  | DRY TYPE
| 11916465 | SS2 CELL 52-SS2 CURRENT XFM CT21 C PH | 2620 | Seven Sisters G.S. | 00105H-BPE-ACD-PWC-PC2-MTI | SS2 METERING & INSTR | REQ | REQ | REQ | NEW | INST | 1 |  | NERC |  |  |  |  | STANDARD |  |  |  | CURRENT TRANSFORMER | 0 | [5 empty] | 2620 | [7 empty] | CTX |  |  |  | 54960 | 123891 | INSULATING | PCSCT04 |  |  | DRY TYPE
| 11394819 | SS2 POTENTIAL XFM PT21 A-B PH | 2620 | Seven Sisters G.S. | 00105H-BPE-ACD-PWC-PC2-MTI | SS2 METERING & INSTR | CROMPTON INSTRUMENTS |  | MC100T | 123850 | INST | 1 |  | NERC |  |  |  |  | STANDARD |  |  |  | POTENTIAL TRANSFORMR | 0 | [5 empty] | 2620 | [7 empty] | PTX |  |  |  | 54960 | 123850 | INSULATING | PT002 |  |  | DRY TYPE
| 11916466 | SS2 POTENTIAL XFM PT21 B-C PH | 2620 | Seven Sisters G.S. | 00105H-BPE-ACD-PWC-PC2-MTI | SS2 METERING & INSTR | CROMPTON INSTRUMENTS | REQ | MC100T | NEW | INST | 1 |  | NERC |  |  |  |  | STANDARD |  |  |  | POTENTIAL TRANSFORMR | 0 | [5 empty] | 2620 | [7 empty] | PTX |  |  |  | 54960 | 123850 | INSULATING | PT002 |  |  | DRY TYPE
| 11395276 | ST-5 A PHASE SURGE ARRESTER | 2620 | Seven Sisters G.S. | 00105S-SWY-115K-L__ST5-ARS | LINE ST5 ARRESTERS | ASEA BROWN BOVERI INC | 5396707 | XAQ123A2/96 | 123939 | INST | 1 | LINE ST5 | [5 empty] | STANDARD |  |  |  | ARRESTER | 0 | LINE ST5 |  |  |  |  | 2620 | [7 empty] | ARS |  |  |  | 51661 | 123939 | data not found | ARR002
| 11395282 | ST5 A WALL BUSHING | 2620 | Seven Sisters G.S. | 00105S-SWY-115K-L__ST5-WBS | LINE ST5 WALL BUSHINGS | DURESCA | 97D8087.1 | REQ | 110031 | INST | 1 | LINE ST5 | [5 empty] | BUSHING |  |  |  | BUSHING | 166 | LINE ST5 |  |  |  |  | 2620 | [7 empty] | BSH | KG |  |  | 50472 | 110031 | data not found | BUSH001 |  |  | DRY TYPE | [47 empty] | MOSER GLASER | SWITZERLAND |  |  |  |  | NO | data not found | data not found | data not found
| 11395277 | ST-5 B PHASE SURGE ARRESTER | 2620 | Seven Sisters G.S. | 00105S-SWY-115K-L__ST5-ARS | LINE ST5 ARRESTERS | ASEA BROWN BOVERI INC | 5396708 | XAQ123A2/96 | 123940 | INST | 1 | LINE ST5 | [5 empty] | STANDARD |  |  |  | ARRESTER | 0 | LINE ST5 |  |  |  |  | 2620 | [7 empty] | ARS |  |  |  | 51661 | 123940 | data not found | ARR002
| 11395283 | ST5 B WALL BUSHING | 2620 | Seven Sisters G.S. | 00105S-SWY-115K-L__ST5-WBS | LINE ST5 WALL BUSHINGS | DURESCA | 97D8088.1 | REQ | 110032 | INST | 1 | LINE ST5 | [5 empty] | BUSHING |  |  |  | BUSHING | 166 | LINE ST5 |  |  |  |  | 2620 | [7 empty] | BSH | KG |  |  | 50472 | 110032 | data not found | BUSH001 |  |  | DRY TYPE | [47 empty] | MOSER GLASER | SWITZERLAND |  |  |  |  | NO | data not found | data not found | data not found
| 11395278 | ST-5 C PHASE SURGE ARRESTER | 2620 | Seven Sisters G.S. | 00105S-SWY-115K-L__ST5-ARS | LINE ST5 ARRESTERS | ASEA BROWN BOVERI INC | 5896709 | XA123A2/96 | 123941 | INST | 1 | LINE ST5 | [5 empty] | STANDARD |  |  |  | ARRESTER | 0 | LINE ST5 |  |  |  |  | 2620 | [7 empty] | ARS |  |  |  | 51661 | 123941 | data not found | ARR002
| 11395284 | ST5 C WALL BUSHING | 2620 | Seven Sisters G.S. | 00105S-SWY-115K-L__ST5-WBS | LINE ST5 WALL BUSHINGS | DURESCA | 97D8089.1 | REQ | 110033 | INST | 1 | LINE ST5 | [5 empty] | BUSHING |  |  |  | BUSHING | 166 | LINE ST5 |  |  |  |  | 2620 | [7 empty] | BSH | KG |  |  | 50472 | 110033 | data not found | BUSH001 |  |  | DRY TYPE | [47 empty] | MOSER GLASER | SWITZERLAND |  |  |  |  | NO | data not found | data not found | data not found
| 11395279 | ST-6 A PHASE SURGE ARRESTER | 2620 | Seven Sisters G.S. | 00105S-SWY-115K-L__ST6-ARS | LINE ST6 ARRESTERS | CANADIAN OHIO BRASS (COB) | H21448 | VN | 123942 | INST | 1 | LINE ST6 | [5 empty] | STANDARD |  |  |  | ARRESTER | 0 | LINE ST6 |  |  |  |  | 2620 | [7 empty] | ARS |  |  |  | 51661 | 123942 | data not found | ARR002
| 11395285 | ST6 A WALL BUSHING | 2620 | Seven Sisters G.S. | 00105S-SWY-115K-L__ST6-WBS | LINE ST6 WALL BUSHINGS | DURESCA | 97D808.16.1 | REQ | 110035 | INST | 1 | LINE ST6 | [5 empty] | BUSHING |  |  |  | BUSHING | 166 | LINE ST6 |  |  |  |  | 2620 | [7 empty] | BSH | KG |  |  | 50472 | 110035 | data not found | BUSH001 |  |  | DRY TYPE | [47 empty] | MOSER GLASER | SWITZERLAND |  |  |  |  | NO | data not found | data not found | data not found
| 11395280 | ST-6 B PHASE SURGE ARRESTER | 2620 | Seven Sisters G.S. | 00105S-SWY-115K-L__ST6-ARS | LINE ST6 ARRESTERS | CANADIAN OHIO BRASS (COB) | H21449 | VN | 123943 | INST | 1 | LINE ST6 | [5 empty] | STANDARD |  |  |  | ARRESTER | 0 | LINE ST6 |  |  |  |  | 2620 | [7 empty] | ARS |  |  |  | 51661 | 123943 | data not found | ARR002
| 11395286 | ST6 B WALL BUSHING | 2620 | Seven Sisters G.S. | 00105S-SWY-115K-L__ST6-WBS | LINE ST6 WALL BUSHINGS | DURESCA | 97D808.17.1 | REQ | 110036 | INST | 1 | LINE ST6 | [5 empty] | BUSHING |  |  |  | BUSHING | 166 | LINE ST6 |  |  |  |  | 2620 | [7 empty] | BSH | KG |  |  | 50472 | 110036 | data not found | BUSH001 |  |  | DRY TYPE | [47 empty] | MOSER GLASER | SWITZERLAND |  |  |  |  | NO | data not found | data not found | data not found
| 11395281 | ST-6 C PHASE SURGE ARRESTER | 2620 | Seven Sisters G.S. | 00105S-SWY-115K-L__ST6-ARS | LINE ST6 ARRESTERS | CANADIAN OHIO BRASS (COB) | H21450 | VN | 123944 | INST | 1 | LINE ST6 | [5 empty] | STANDARD |  |  |  | ARRESTER | 0 | LINE ST6 |  |  |  |  | 2620 | [7 empty] | ARS |  |  |  | 51661 | 123944 | data not found | ARR002
| 11395287 | ST6 C WALL BUSHING | 2620 | Seven Sisters G.S. | 00105S-SWY-115K-L__ST6-WBS | LINE ST6 WALL BUSHINGS | DURESCA | 97D808.18.1 | REQ | 110037 | INST | 1 | LINE ST6 | [5 empty] | BUSHING |  |  |  | BUSHING | 166 | LINE ST6 |  |  |  |  | 2620 | [7 empty] | BSH | KG |  |  | 50472 | 110037 | data not found | BUSH001 |  |  | DRY TYPE | [47 empty] | MOSER GLASER | SWITZERLAND |  |  |  |  | NO | data not found | data not found | data not found
| 11395290 | STATION OIL SKIMMER | 2620 | Seven Sisters G.S. | 00105H-BPA-WWS-OSP | OIL SEPARATION SYSTEM | OIL SKIMMERS INC | 13179 | 6V | 126386 | INST | 1 | [6 empty] | STANDARD |  |  |  | SKIMMER | 0 | [5 empty] | 2620 | [7 empty] | SKM |  |  |  | 79140 | 126386 | LUBRICATION |  |  |  | OIL | LITRES | 6 | LITRES |  | NO | data not found
| 11459326 | STATION SERVICE GEN BATTERY CHARGER | 2620 | Seven Sisters G.S. | 00105H-BPE-ACD-EG2 | STATION SERVICE GENERATOR |  |  |  |  | INST | 1 | [6 empty] | STANDARD |  |  |  | CHARGER | 0 | [5 empty] | 2620 | [7 empty] | CHG |  |  |  | 00105 |  | data not found
| 11459327 | STATION SERVICE GEN 24V BATTERY BANK | 2620 | Seven Sisters G.S. | 00105H-BPE-ACD-EG2 | STATION SERVICE GENERATOR |  |  |  |  | INST | 1 | [6 empty] | STANDARD |  |  |  | BATTERY | 0 | [5 empty] | 2620 | [7 empty] | BAT |  |  |  | 71400 |  | OTHER | BATVLAAC01 | BAT | VLA | BATT ACID | LITRES
| 11459328 | STATION SERVICE GEN DIESEL ENGINE | 2620 | Seven Sisters G.S. | 00105H-BPE-ACD-EG2 | STATION SERVICE GENERATOR | CATERPILLER INC | 3FZ08725 | 3412 |  | INST | 1 | [6 empty] | STANDARD |  |  | US | COMBUSTION ENGINE | 0 | [5 empty] | 2620 | [7 empty] | ENG |  |  |  | 71000
| 11459329 | STATION SERVICE GEN DIESEL FUEL TANK | 2620 | Seven Sisters G.S. | 00105H-BPE-ACD-EG2 | STATION SERVICE GENERATOR | CATERPILLER INC |  |  | NEW | INST | 1 |  | PTSC |  |  |  |  | STANDARD |  |  |  | TANK | 0 | [5 empty] | 2620 | [7 empty] | TNK |  |  |  | 00105 |  | OTHER |  |  |  | FUEL | LITRES |  |  |  |  | data not found
| 11459367 | STATION SERVICE GEN LOAD BANK | 2620 | Seven Sisters G.S. | 00105H-BPE-ACD-EG2 | STATION SERVICE GENERATOR |  |  |  |  | INST | 1 | [6 empty] | STANDARD |  |  |  | LOAD BANK | 0 | [5 empty] | 2620 | [7 empty] | LBK
| 11459368 | STATION SERVICE GEN LOAD BANK CONTROL | 2620 | Seven Sisters G.S. | 00105H-BPE-ACD-EG2 | STATION SERVICE GENERATOR |  |  |  |  | INST | 1 | [6 empty] | STANDARD |  |  |  | CONTROLLER | 0 | [5 empty] | 2620 | [7 empty] | CNL
| 11459369 | STATION SERVICE GEN SHORE STATION | 2620 | Seven Sisters G.S. | 00105H-BPE-ACD-EG2 | STATION SERVICE GENERATOR |  |  |  |  | INST | 1 | [6 empty] | STANDARD |  |  |  |  | 0 | [5 empty] | 2620
| 11459325 | STATION SERVICE GENERATOR | 2620 | Seven Sisters G.S. | 00105H-BPE-ACD-EG2 | STATION SERVICE GENERATOR | CATERPILLAR INC | 3FZ08725 |  |  | INST | 1 |  |  | 2005 |  |  |  | STANDARD |  |  | US | GENERATOR | 0 | [5 empty] | 2620 | [7 empty] | GEN |  |  |  | 71000 |  | data not found
| 11395295 | SW-1 A PHASE SURGE ARRESTER | 2620 | Seven Sisters G.S. | 00105S-SWY-115K-L__SW1-ARS | LINE SW1 ARRESTERS | ASEA BROWN BOVERI INC | 5396695 | XAQ123A2/96 | 123945 | INST | 1 | LINE SW1 | [5 empty] | STANDARD |  |  |  | ARRESTER | 0 | LINE SW1 |  |  |  |  | 2620 | [7 empty] | ARS |  |  |  | 51661 | 123945 | data not found | ARR002
| 11395307 | SW1 A WALL BUSHING | 2620 | Seven Sisters G.S. | 00105S-SWY-115K-L__SW1-WBS | LINE SW1 WALL BUSHINGS | DURESCA | 97D80810.1 | REQ | 110038 | INST | 1 | LINE SW1 | [5 empty] | BUSHING |  |  |  | BUSHING | 166 | LINE SW1 |  |  |  |  | 2620 | [7 empty] | BSH | KG |  |  | 50472 | 110038 | data not found | BUSH001 |  |  | DRY TYPE | [47 empty] | MOSER GLASER | SWITZERLAND |  |  |  |  | NO | data not found | data not found | data not found
| 11395296 | SW-1 B PHASE SURGE ARRESTER | 2620 | Seven Sisters G.S. | 00105S-SWY-115K-L__SW1-ARS | LINE SW1 ARRESTERS | ASEA BROWN BOVERI INC | 5396696 | XAQ123A2/96 | 123946 | INST | 1 | LINE SW1 | [5 empty] | STANDARD |  |  |  | ARRESTER | 0 | LINE SW1 |  |  |  |  | 2620 | [7 empty] | ARS |  |  |  | 51661 | 123946 | data not found | ARR002
| 11395308 | SW1 B WALL BUSHING | 2620 | Seven Sisters G.S. | 00105S-SWY-115K-L__SW1-WBS | LINE SW1 WALL BUSHINGS | DURESCA | 97D80811.1 | REQ | 110039 | INST | 1 | LINE SW1 | [5 empty] | BUSHING |  |  |  | BUSHING | 166 | LINE SW1 |  |  |  |  | 2620 | [7 empty] | BSH | KG |  |  | 50472 | 110039 | data not found | BUSH001 |  |  | DRY TYPE | [47 empty] | MOSER GLASER | SWITZERLAND |  |  |  |  | NO | data not found | data not found | data not found
| 11395297 | SW-1 C PHASE SURGE ARRESTER | 2620 | Seven Sisters G.S. | 00105S-SWY-115K-L__SW1-ARS | LINE SW1 ARRESTERS | ASEA BROWN BOVERI INC | 5396697 | XAQ123A2/96 | 123947 | INST | 1 | LINE SW1 | [5 empty] | STANDARD |  |  |  | ARRESTER | 0 | LINE SW1 |  |  |  |  | 2620 | [7 empty] | ARS |  |  |  | 51661 | 123947 | data not found | ARR002
| 11395309 | SW1 C WALL BUSHING | 2620 | Seven Sisters G.S. | 00105S-SWY-115K-L__SW1-WBS | LINE SW1 WALL BUSHINGS | DURESCA | 97D80812.1 | REQ | 110040 | INST | 1 | LINE SW1 | [5 empty] | BUSHING |  |  |  | BUSHING | 166 | LINE SW1 |  |  |  |  | 2620 | [7 empty] | BSH | KG |  |  | 50472 | 110040 | data not found | BUSH001 |  |  | DRY TYPE | [47 empty] | MOSER GLASER | SWITZERLAND |  |  |  |  | NO | data not found | data not found | data not found
| 11395298 | SW-2 A PHASE SURGE ARRESTER | 2620 | Seven Sisters G.S. | 00105S-SWY-115K-L__SW2-ARS | LINE SW2 ARRESTERS | ASEA BROWN BOVERI INC | 5396703 | XAQ123A2/96 | 123936 | INST | 1 | LINE SW2 | [5 empty] | STANDARD |  |  |  | ARRESTER | 0 | LINE SW2 |  |  |  |  | 2620 | [7 empty] | ARS |  |  |  | 51661 | 123936 | data not found | ARR002
| 11395310 | SW2 A WALL BUSHING | 2620 | Seven Sisters G.S. | 00105S-SWY-115K-L__SW2-WBS | LINE SW2 WALL BUSHINGS | DURESCA | 97D08081.1 | REQ | 110028 | INST | 1 | LINE SW2 | [5 empty] | BUSHING |  |  |  | BUSHING | 166 | LINE SW2 |  |  |  |  | 2620 | [7 empty] | BSH | KG |  |  | 50472 | 110028 | data not found | BUSH001 |  |  | DRY TYPE | [47 empty] | MOSER GLASER | SWITZERLAND |  |  |  |  | NO | data not found | data not found | data not found |  |  |  |  | 1997
| 11395299 | SW-2 B PHASE SURGE ARRESTER | 2620 | Seven Sisters G.S. | 00105S-SWY-115K-L__SW2-ARS | LINE SW2 ARRESTERS | ASEA BROWN BOVERI INC | 5394616 | XAQ123A2/96 | 123937 | INST | 1 | LINE SW2 | [5 empty] | STANDARD |  |  |  | ARRESTER | 0 | LINE SW2 |  |  |  |  | 2620 | [7 empty] | ARS |  |  |  | 51661 | 123937 | data not found | ARR002
| 11395311 | SW2 B WALL BUSHING | 2620 | Seven Sisters G.S. | 00105S-SWY-115K-L__SW2-WBS | LINE SW2 WALL BUSHINGS | DURESCA | 97D08082.1 | REQ | 110029 | INST | 1 | LINE SW2 | [5 empty] | BUSHING |  |  |  | BUSHING | 166 | LINE SW2 |  |  |  |  | 2620 | [7 empty] | BSH | KG |  |  | 50472 | 110029 | data not found | BUSH001 |  |  | DRY TYPE | [47 empty] | MOSER GLASER | SWITZERLAND |  |  |  |  | NO | data not found | data not found | data not found |  |  |  |  | 1997
| 11395300 | SW-2 C PHASE SURGE ARRESTER | 2620 | Seven Sisters G.S. | 00105S-SWY-115K-L__SW2-ARS | LINE SW2 ARRESTERS | ASEA BROWN BOVERI INC | 5394612 | XAQ123A2/96 | 123938 | INST | 1 | LINE SW2 | [5 empty] | STANDARD |  |  |  | ARRESTER | 0 | LINE SW2 |  |  |  |  | 2620 | [7 empty] | ARS |  |  |  | 51661 | 123938 | data not found | ARR002
| 11395312 | SW2 C WALL BUSHING | 2620 | Seven Sisters G.S. | 00105S-SWY-115K-L__SW2-WBS | LINE SW2 WALL BUSHINGS | DURESCA | 97D08083.1 | REQ | 110030 | INST | 1 | LINE SW2 | [5 empty] | BUSHING |  |  |  | BUSHING | 166 | LINE SW2 |  |  |  |  | 2620 | [7 empty] | BSH | KG |  |  | 50472 | 110030 | data not found | BUSH001 |  |  | DRY TYPE | [47 empty] | MOSER GLASER | SWITZERLAND |  |  |  |  | NO | data not found | data not found | data not found |  |  |  |  | 1997
| 11395301 | SW-3 A PHASE SURGE ARRESTER | 2620 | Seven Sisters G.S. | 00105S-SWY-115K-L__SW3-ARS | LINE SW3 ARRESTERS | ASEA BROWN BOVERI INC | 5396702 | XAQ123A2/96 | 123933 | INST | 1 | LINE SW3 | [5 empty] | STANDARD |  |  |  | ARRESTER | 0 | LINE SW3 |  |  |  |  | 2620 | [7 empty] | ARS |  |  |  | 51661 | 123933 | data not found | ARR002
| 11395313 | SW3 A WALL BUSHING | 2620 | Seven Sisters G.S. | 00105S-SWY-115K-L__SW3-WBS | LINE SW3 WALL BUSHINGS | DURESCA | 97D08084.1 | REQ | 110025 | INST | 1 | LINE SW3 | [5 empty] | BUSHING |  |  |  | BUSHING | 166 | LINE SW3 |  |  |  |  | 2620 | [7 empty] | BSH | KG |  |  | 50472 | 110025 | data not found | BUSH001 |  |  | DRY TYPE | [47 empty] | MOSER GLASER | SWITZERLAND |  |  |  |  | NO | data not found | data not found | data not found |  |  |  |  | 1997
| 11395302 | SW-3 B PHASE SURGE ARRESTER | 2620 | Seven Sisters G.S. | 00105S-SWY-115K-L__SW3-ARS | LINE SW3 ARRESTERS | ASEA BROWN BOVERI INC | 5396701 | XAQ123A2/96 | 123934 | INST | 1 | LINE SW3 | [5 empty] | STANDARD |  |  |  | ARRESTER | 0 | LINE SW3 |  |  |  |  | 2620 | [7 empty] | ARS |  |  |  | 51661 | 123934 | data not found | ARR002
| 11395314 | SW3 B WALL BUSHING | 2620 | Seven Sisters G.S. | 00105S-SWY-115K-L__SW3-WBS | LINE SW3 WALL BUSHINGS | DURESCA | 97D08085.1 | REQ | 110026 | INST | 1 | LINE SW3 | [5 empty] | BUSHING |  |  |  | BUSHING | 166 | LINE SW3 |  |  |  |  | 2620 | [7 empty] | BSH | KG |  |  | 50472 | 110026 | data not found | BUSH001 |  |  | DRY TYPE | [47 empty] | MOSER GLASER | SWITZERLAND |  |  |  |  | NO | data not found | data not found | data not found |  |  |  |  | 1997
| 11395303 | SW-3 C PHASE SURGE ARRESTER | 2620 | Seven Sisters G.S. | 00105S-SWY-115K-L__SW3-ARS | LINE SW3 ARRESTERS | ASEA BROWN BOVERI INC | 5396730 | XAQ123A2/96 | 123935 | INST | 1 | LINE SW3 | [5 empty] | STANDARD |  |  |  | ARRESTER | 0 | LINE SW3 |  |  |  |  | 2620 | [7 empty] | ARS |  |  |  | 51661 | 123935 | data not found | ARR002
| 11395315 | SW3 C WALL BUSHING | 2620 | Seven Sisters G.S. | 00105S-SWY-115K-L__SW3-WBS | LINE SW3 WALL BUSHINGS | DURESCA | 97D08086.1 | REQ | 110027 | INST | 1 | LINE SW3 | [5 empty] | BUSHING |  |  |  | BUSHING | 166 | LINE SW3 |  |  |  |  | 2620 | [7 empty] | BSH | KG |  |  | 50472 | 110027 | data not found | BUSH001 |  |  | DRY TYPE | [47 empty] | MOSER GLASER | SWITZERLAND |  |  |  |  | NO | data not found | data not found | data not found
| 11395304 | SW-4 A PHASE SURGE ARRESTER | 2620 | Seven Sisters G.S. | 00105S-SWY-115K-L__SW4-ARS | LINE SW4 ARRESTERS | CANADIAN OHIO BRASS (COB) | H21451 | VN | 123948 | INST | 1 | LINE SW4 | [5 empty] | STANDARD |  |  |  | ARRESTER | 0 | LINE SW4 |  |  |  |  | 2620 | [7 empty] | ARS |  |  |  | 51661 | 123948 | data not found | ARR002
| 11395316 | SW4 A WALL BUSHING | 2620 | Seven Sisters G.S. | 00105S-SWY-115K-L__SW4-WBS | LINE SW4 WALL BUSHINGS | DURESCA | 97D0808.13.1 |  | 110041 | INST | 1 | LINE SW4 | [5 empty] | BUSHING |  |  |  | BUSHING | 166 | LINE SW4 |  |  |  |  | 2620 | [7 empty] | BSH | KG |  |  | 50472 | 110041 | data not found | BUSH001 |  |  | DRY TYPE | [47 empty] | MOSER GLASER | SWITZERLAND |  |  |  |  | NO | data not found | data not found | data not found |  |  |  |  | 1997
| 11395305 | SW-4 B PHASE SURGE ARRESTER | 2620 | Seven Sisters G.S. | 00105S-SWY-115K-L__SW4-ARS | LINE SW4 ARRESTERS | CANADIAN OHIO BRASS (COB) | H21452 | VN | 123949 | INST | 1 | LINE SW4 | [5 empty] | STANDARD |  |  |  | ARRESTER | 0 | LINE SW4 |  |  |  |  | 2620 | [7 empty] | ARS |  |  |  | 51661 | 123949 | data not found | ARR002
| 11395317 | SW4 B WALL BUSHING | 2620 | Seven Sisters G.S. | 00105S-SWY-115K-L__SW4-WBS | LINE SW4 WALL BUSHINGS | DURESCA | 97D0808.14.1 |  | 110042 | INST | 1 | LINE SW4 | [5 empty] | BUSHING |  |  |  | BUSHING | 166 | LINE SW4 |  |  |  |  | 2620 | [7 empty] | BSH | KG |  |  | 50472 | 110042 | data not found | BUSH001 |  |  | DRY TYPE | [47 empty] | MOSER GLASER | SWITZERLAND |  |  |  |  | NO | data not found | data not found | data not found |  |  |  |  | 1997
| 11395306 | SW-4 C PHASE SURGE ARRESTER | 2620 | Seven Sisters G.S. | 00105S-SWY-115K-L__SW4-ARS | LINE SW4 ARRESTERS | CANADIAN OHIO BRASS (COB) | H21453 | VN | 123950 | INST | 1 | LINE SW4 | [5 empty] | STANDARD |  |  |  | ARRESTER | 0 | LINE SW4 |  |  |  |  | 2620 | [7 empty] | ARS |  |  |  | 51661 | 123950 | data not found | ARR002
| 11395318 | SW4 C WALL BUSHING | 2620 | Seven Sisters G.S. | 00105S-SWY-115K-L__SW4-WBS | LINE SW4 WALL BUSHINGS | DURESCA | 97D0808.15.1 |  | 110043 | INST | 1 | LINE SW4 | [5 empty] | BUSHING |  |  |  | BUSHING | 166 | LINE SW4 |  |  |  |  | 2620 | [7 empty] | BSH | KG |  |  | 50472 | 110043 | data not found | BUSH001 |  |  | DRY TYPE | [47 empty] | MOSER GLASER | SWITZERLAND |  |  |  |  | NO | data not found | data not found | data not found |  |  |  |  | 1997
| 11397216 | T5 A-PH COOLING WATER FLOW METER | 2620 | Seven Sisters G.S. |  |  | ROSEMOUNT INC. | REQ | REQ | 155006 | ASEQ DLFL INAC | 1 | [6 empty] | STANDARD |  |  |  | METER | 0 | [5 empty] | 2620 |  |  |  | 11394757 | 115KV GSU T05A POWER TRANSFORMER - OLD |  |  | MET |  |  |  | 65160 | 155006
| 11397218 | T5 B-PH COOLING WATER FLOW METER | 2620 | Seven Sisters G.S. |  |  | REQ | REQ | REQ | 155007 | ASEQ DLFL INAC | 1 | [6 empty] | STANDARD |  |  |  | METER | 0 | [5 empty] | 2620 |  |  |  | 11394758 | 115KV GSU T05B POWER TRANSFORMER - OLD |  |  | MET |  |  |  | 65160 | 155007
| 11397220 | T5 C-PH COOLING WATER FLOW METER | 2620 | Seven Sisters G.S. |  |  | ROSEMOUNT INC. | REQ | REQ | 155008 | ASEQ DLFL INAC | 1 | [6 empty] | STANDARD |  |  |  | METER | 0 | [5 empty] | 2620 |  |  |  | 11394759 | 115KV GSU T05C POWER TRANSFORMER - OLD |  |  | MET |  |  |  | 65160 | 155008
| 11397222 | T6 A-PH COOLING WATER FLOW METER | 2620 | Seven Sisters G.S. |  |  | ROSEMOUNT INC. | REQ | REQ | 155009 | AVLB DLFL INAC | 1 | [6 empty] | STANDARD |  |  |  | METER | 0 | [5 empty] | 2620 | [7 empty] | MET |  |  |  | 65160 | 155009
| 11397224 | T6 B-PH COOLING WATER FLOW METER | 2620 | Seven Sisters G.S. |  |  | REQ | REQ | REQ | 155010 | AVLB DLFL INAC | 1 | [6 empty] | STANDARD |  |  |  | METER | 0 | [5 empty] | 2620 | [7 empty] | MET |  |  |  | 65160 | 155010
| 11397226 | T6 C-PH COOLING WATER FLOW METER | 2620 | Seven Sisters G.S. |  |  | ROSEMOUNT INC. | REQ | REQ | 155011 | AVLB DLFL INAC | 1 | [6 empty] | STANDARD |  |  |  | METER | 0 | [5 empty] | 2620 | [7 empty] | MET |  |  |  | 65160 | 155011
| 11792482 | TAIL WATER DEPRESSION AIR RECEIVER #1 | 2620 | Seven Sisters G.S. | 00105H-BPU-TUR-WSD-TWD-TNK | TAILWATER DEPRESSION - AIR RECEIVER TANK | WESTEEL | 61970002 |  | NEW | INST | 1 |  |  | 1997 |  |  |  | PSETPR | 1 |  |  | TANK | 0 | [5 empty] | 2620 |  |  | 1997-01-01 |  |  |  |  | TNK
| 11792483 | TAIL WATER DEPRESSION AIR RECEIVER #2 | 2620 | Seven Sisters G.S. | 00105H-BPU-TUR-WSD-TWD-TNK | TAILWATER DEPRESSION - AIR RECEIVER TANK | WESTEEL | 61970000 |  | NEW | INST | 1 |  |  | 1997 |  |  |  | PSETPR | 1 |  |  | TANK | 0 | [5 empty] | 2620 |  |  | 1997-01-01 |  |  |  |  | TNK
| 11792484 | TAIL WATER DEPRESSION AIR RECEIVER #3 | 2620 | Seven Sisters G.S. | 00105H-BPU-TUR-WSD-TWD-TNK | TAILWATER DEPRESSION - AIR RECEIVER TANK | WESTEEL | 61970000 |  | NEW | INST | 1 |  |  | 1997 |  |  |  | PSETPR | 1 |  |  |  | 0 | [5 empty] | 2620 |  |  | 1997-01-01
| 11862925 | TAILRACE DECK | 2620 | Seven Sisters G.S. | [6 empty] | AVLB DLFL INAC | 1 | [6 empty] | STANDARD |  |  |  |  | 0 | [5 empty] | 2620 | [14 empty] | DCKCCR01 | DCK | CCR
| 11395324 | TAILRACE WATER LEVEL MONITOR | 2620 | Seven Sisters G.S. | 00105H-BPU-GEN-UCM-MON | GENERATION UNITS MONITORING |  |  |  | 045483 | INST | 1 | [6 empty] | STANDARD |  |  |  | CONTROL INPUT | 0 | [5 empty] | 2620 | [7 empty] | CIN |  |  |  | 60510 | 045483 | data not found
| 11756654 | TAILWATER COMPRESSOR CONTROLLER | 2620 | Seven Sisters G.S. | 00105H-BPU-TUR-WSD-TWD-CNL | TAILWATER DEPRESSION - CONTROLLERS | INGERSOLL RAND | 01902-08003-GCE | INTELLISYS | NEW | INST | 1 | [6 empty] | ICSCSRM |  |  |  | CONTROLLER | 0 |  |  | 39836846 |  |  | 2620 | [7 empty] | CNL | [32 empty] | GENERATION | MOES | CAT | MEDIUM | HIGH TRUST | FIRMWARE | UNKNOWN | NO | NO | NO | YES | YES | ROUTABLE | NO | NO | OPERATIONS | 00105-G46 | 00105-46 | BUILDING | ELECTRONIC | VIEWER | TAILWATER COMPRESSORS
| 11395326 | TWD AIR COMP. WET PIPE SPRINKLER SYS | 2620 | Seven Sisters G.S. | 00105H-BPA-FPS-FWS-DST-SPR-WET | FIRE WATER WET PIPE SPRINKLER SYSTEM |  |  |  | 141210 | INST | 1 |  | FIRE |  |  |  |  | STANDARD |  |  |  | SPRINKLER SYSTEM | 0 | [5 empty] | 2620 | [7 empty] | SPR |  |  |  | 78150 | 141210 | data not found
| 11395368 | U01 TURBINE BOTTOM RING | 2620 | Seven Sisters G.S. | 00105H-U01-TUR-WSD-PAS-DTB | UNIT 1 TURBINE DRAFT TUBE |  |  |  | 163183 | INST | 1 | UNIT 1 | [5 empty] | STANDARD |  |  |  | TURBINE BOTTOM RING | 0 | UNIT 1 |  |  |  |  | 2620 | [7 empty] | TBR |  |  |  | 41113 | 163183
| 11395369 | U01 TURBINE DISCHARGE RING | 2620 | Seven Sisters G.S. | 00105H-U01-TUR-WSD-PAS-DTB | UNIT 1 TURBINE DRAFT TUBE |  |  |  | 163184 | INST | 1 | UNIT 1 | [5 empty] | STANDARD |  |  |  | TUR DISCHARGE RING | 0 | UNIT 1 |  |  |  |  | 2620 | [7 empty] | TDR |  |  |  | 41112 | 163184
| 11395370 | U02 TURBINE BOTTOM RING | 2620 | Seven Sisters G.S. | 00105H-U02-TUR-WSD-PAS-DTB | UNIT 2 TURBINE DRAFT TUBE |  |  |  | 163185 | INST | 1 | UNIT 2 | [5 empty] | STANDARD |  |  |  | TURBINE BOTTOM RING | 0 | UNIT 2 |  |  |  |  | 2620 | [7 empty] | TBR |  |  |  | 41113 | 163185
| 11395371 | U02 TURBINE DISCHARGE RING | 2620 | Seven Sisters G.S. | 00105H-U02-TUR-WSD-PAS-DTB | UNIT 2 TURBINE DRAFT TUBE |  |  |  | 163186 | INST | 1 | UNIT 2 | [5 empty] | STANDARD |  |  |  | TUR DISCHARGE RING | 0 | UNIT 2 |  |  |  |  | 2620 | [7 empty] | TDR |  |  |  | 41112 | 163186
| 11397210 | U03 GSU T-03 COOLING WATER FLOW METER | 2620 | Seven Sisters G.S. | 00105H-BPE-USY-U03-XFM | UNIT 3 TRANSFORMER | ROSEMOUNT INC. | REQ | REQ | 155003 | ASEQ | 1 | UNIT 3 | [5 empty] | STANDARD |  |  |  | METER | 0 | UNIT 3 |  |  |  |  | 2620 |  |  |  | 11394755 | 115KV GSU T03 POWER TRANSFORMER |  |  | MET |  |  |  | 65160 | 155003
| 11825735 | U03 GSU T-03 H1 TRANSFORMER BUSHING | 2620 | Seven Sisters G.S. | 00105H-BPE-USY-U03-XFM | UNIT 3 TRANSFORMER | ABB | 1ZUA20214254 | O PLUS C | NEW | ASEQ | 1 | UNIT 3 |  | 2020 |  |  |  | BUSHING | 1 |  |  | BUSHING | 400 | UNIT 3 |  | 123G0600AA |  |  | 2620 |  |  | 2021-11-01 | 11394755 | 115KV GSU T03 POWER TRANSFORMER |  |  | BSH | LB |  |  |  | NEW | INSULATING | BUSH001 |  |  | OIL | [14 empty] | WHITE |  |  | data not found |  |  | MANUFACTURER NP STATES <1 PPM | [26 empty] | ABB | ALAMO, TENNESSEE, USA | 123G0600AA | O PLUS C | 99 |  |  |  | data not found | data not found | data not found | data not found | data not found | data not found
| 11825734 | U03 GSU T-03 H2 TRANSFORMER BUSHING | 2620 | Seven Sisters G.S. | 00105H-BPE-USY-U03-XFM | UNIT 3 TRANSFORMER | ABB | 1ZUA20214253 | O PLUS C | NEW | ASEQ | 1 | UNIT 3 |  | 2020 |  |  |  | BUSHING | 1 |  | US | BUSHING | 400 | UNIT 3 |  | 123G0600AA |  |  | 2620 |  |  | 2021-11-01 | 11394755 | 115KV GSU T03 POWER TRANSFORMER |  |  | BSH | LB |  |  |  | NEW | INSULATING | BUSH001 |  |  | OIL | [14 empty] | WHITE |  |  | data not found |  |  | MANUFACTURER NP STATES <1 PPM | [26 empty] | ABB | ALAMO, TENNESSEE, USA | 123G0600AA | O PLUS C | 99 |  |  |  | data not found | data not found | data not found | data not found | data not found | data not found
| 11825733 | U03 GSU T-03 H3 TRANSFORMER BUSHING | 2620 | Seven Sisters G.S. | 00105H-BPE-USY-U03-XFM | UNIT 3 TRANSFORMER | ABB | 1ZUA20214255 | O PLUS C | NEW | ASEQ | 1 | UNIT 3 |  | 2020 |  |  |  | BUSHING | 1 |  | US | BUSHING | 400 | UNIT 3 |  | 123G0600AA |  |  | 2620 |  |  | 2021-11-01 | 11394755 | 115KV GSU T03 POWER TRANSFORMER |  |  | BSH | LB |  |  |  | NEW | INSULATING | BUSH001 |  |  | OIL | [14 empty] | WHITE |  |  | data not found |  |  | MANUFACTURER NP STATES <1 PPM | [26 empty] | ABB | ALAMO, TENNESSEE, USA | 123G0600AA | O PLUS C | 99 |  |  |  | data not found | data not found | data not found | data not found | data not found | data not found
| 11825736 | U03 GSU T-03 HO TRANSFORMER BUSHING | 2620 | Seven Sisters G.S. | 00105H-BPE-USY-U03-XFM | UNIT 3 TRANSFORMER | ABB | 20215063 | EEMAC | NEW | ASEQ | 1 | UNIT 3 |  | 2020 |  |  |  | BUSHING | 1 |  | US | BUSHING | 35 | UNIT 3 |  | 015G0400BA |  |  | 2620 |  |  |  | 11394755 | 115KV GSU T03 POWER TRANSFORMER |  |  | BSH | LB | [65 empty] | data not found | data not found | data not found | data not found | data not found
| 11863650 | U03 GSU T-03 OIL/ WATER HEAT EXCHANGER | 2620 | Seven Sisters G.S. | 00105H-BPE-USY-U03-XFM | UNIT 3 TRANSFORMER | REQ | REQ | REQ | NEW | ASEQ | 1 | UNIT 3 | [5 empty] | STANDARD |  |  | CA | HEAT EXCHANGER | 0 | UNIT 3 |  |  |  |  | 2620 |  |  |  | 11394755 | 115KV GSU T03 POWER TRANSFORMER |  |  | HEX |  |  |  |  | NEW
| 11397211 | U03 GSU T-03 TRANSFORMER AIR DRYER | 2620 | Seven Sisters G.S. | 00105H-BPE-USY-U03-XFM | UNIT 3 TRANSFORMER | REQ | REQ | REQ | 162378 | ASEQ | 1 | UNIT 3 | [5 empty] | STANDARD |  |  |  | DRYER | 0 | UNIT 3 |  |  |  |  | 2620 |  |  |  | 11394755 | 115KV GSU T03 POWER TRANSFORMER |  |  | DRY |  |  |  | 54601 | 162378 | [7 empty] | LITRES
| 11396965 | U03 GSU T-03 TRANSFORMER WINDING | 2620 | Seven Sisters G.S. | 00105H-BPE-USY-U03-XFM | UNIT 3 TRANSFORMER |  |  |  | 109956 | ASEQ | 1 | UNIT 3 | [5 empty] | STANDARD |  |  |  | WINDING | 0 | UNIT 3 |  |  |  |  | 2620 |  |  |  | 11394755 | 115KV GSU T03 POWER TRANSFORMER |  |  | WND |  |  |  | 54601 | 109956 | data not found
| 11825732 | U03 GSU T-03 X1 TRANSFORMER BUSHING | 2620 | Seven Sisters G.S. | 00105H-BPE-USY-U03-XFM | UNIT 3 TRANSFORMER | ABB | 1ZUA20215064 | O PLUS C | NEW | ASEQ | 1 | UNIT 3 |  | 2020 |  |  |  | BUSHING | 1 |  | US | BUSHING | 110 | UNIT 3 |  | 015G4000LA |  |  | 2620 |  |  | 2021-11-01 | 11394755 | 115KV GSU T03 POWER TRANSFORMER |  |  | BSH | LB |  |  |  | NEW | INSULATING | BUSH001 |  |  | OIL | LITRES |  | LITRES |  | NO | [9 empty] | WHITE |  |  | data not found |  |  | MANUFACTURER NP STATES <1 PPM | [26 empty] | ABB | ALAMO, TENNESSEE, USA | 015G4000LA | O PLUS C | 99 |  |  |  | data not found | data not found | data not found | data not found | data not found | data not found
| 11825731 | U03 GSU T-03 X2 TRANSFORMER BUSHING | 2620 | Seven Sisters G.S. | 00105H-BPE-USY-U03-XFM | UNIT 3 TRANSFORMER | ABB | 1ZUA20215065 | O PLUS C | NEW | ASEQ | 1 | UNIT 3 |  | 2020 |  |  |  | BUSHING | 1 |  | US | BUSHING | 110 | UNIT 3 |  | 015G4000LA |  |  | 2620 |  |  | 2021-11-01 | 11394755 | 115KV GSU T03 POWER TRANSFORMER |  |  | BSH | LB |  |  |  | NEW | INSULATING | BUSH001 |  |  | OIL | LITRES |  | LITRES | [11 empty] | WHITE |  |  | data not found |  |  | MANUFACTURER NP STATES <1 PPM | [26 empty] | ABB | ALAMO, TENNESSEE, USA | 1ZUA20215065 | O PLUS C | 99 |  |  | data not found | data not found | data not found | data not found | data not found | data not found | data not found
| 11825730 | U03 GSU T-03 X3 TRANSFORMER BUSHING | 2620 | Seven Sisters G.S. | 00105H-BPE-USY-U03-XFM | UNIT 3 TRANSFORMER | ABB | 1ZUA20215066 | O PLUS C | NEW | ASEQ | 1 | UNIT 3 |  | 2020 |  |  |  | BUSHING | 1 |  | US | BUSHING | 110 | UNIT 3 |  | 015G4000LA |  |  | 2620 |  |  | 2021-11-01 | 11394755 | 115KV GSU T03 POWER TRANSFORMER |  |  | BSH | LB |  |  |  | NEW | INSULATING | BUSH001 |  |  | OIL | LITRES |  | LITRES |  | NO | [9 empty] | WHITE |  |  | data not found |  |  | MANUFACTURER NP STATES <1 PPM | [26 empty] | ABB | ALAMO, TENNESSEE, USA | 1ZUA20215066 | O PLUS C | 99 |  |  | data not found | data not found | data not found | data not found | data not found | data not found | data not found
| 11395372 | U03 TURBINE BOTTOM RING | 2620 | Seven Sisters G.S. | 00105H-U03-TUR-WSD-PAS-DTB | UNIT 3 TURBINE DRAFT TUBE |  |  |  | 163187 | INST | 1 | UNIT 3 | [5 empty] | STANDARD |  |  |  | TURBINE BOTTOM RING | 0 | UNIT 3 |  |  |  |  | 2620 | [7 empty] | TBR |  |  |  | 41113 | 163187
| 11395373 | U03 TURBINE DISCHARGE RING | 2620 | Seven Sisters G.S. | 00105H-U03-TUR-WSD-PAS-DTB | UNIT 3 TURBINE DRAFT TUBE |  |  |  | 163188 | INST | 1 | UNIT 3 | [5 empty] | STANDARD |  |  |  | TUR DISCHARGE RING | 0 | UNIT 3 |  |  |  |  | 2620 | [7 empty] | TDR |  |  |  | 41112 | 163188
| 11395374 | U04 TURBINE BOTTOM RING | 2620 | Seven Sisters G.S. | 00105H-U04-TUR-WSD-PAS-DTB | UNIT 4 TURBINE DRAFT TUBE |  |  |  | 163189 | INST | 1 | UNIT 4 | [5 empty] | STANDARD |  |  |  | TURBINE BOTTOM RING | 0 | UNIT 4 |  |  |  |  | 2620 | [7 empty] | TBR |  |  |  | 41113 | 163189
| 11395375 | U04 TURBINE DISCHARGE RING | 2620 | Seven Sisters G.S. | 00105H-U04-TUR-WSD-PAS-DTB | UNIT 4 TURBINE DRAFT TUBE |  |  |  | 163190 | INST | 1 | UNIT 4 | [5 empty] | STANDARD |  |  |  | TUR DISCHARGE RING | 0 | UNIT 4 |  |  |  |  | 2620 | [7 empty] | TDR |  |  |  | 41112 | 163190
| 11824472 | U05 GSU T05 OIL/ WATER HEAT EXCHANGER | 2620 | Seven Sisters G.S. | 00105H-BPE-USY-U05-XFM | UNIT 5 TRANSFORMER | REQ | REQ | REQ | NEW | ASEQ | 1 | UNIT 5 | [5 empty] | STANDARD |  |  |  | HEAT EXCHANGER | 0 | UNIT 5 |  |  |  |  | 2620 |  |  |  | 11824462 | 115KV GSU T05 POWER TRANSFORMER |  |  | HEX |  |  |  |  | NEW
| 11395376 | U05 TURBINE BOTTOM RING | 2620 | Seven Sisters G.S. | 00105H-U05-TUR-WSD-PAS-DTB | UNIT 5 TURBINE DRAFT TUBE |  |  |  | 163191 | INST | 1 | UNIT 5 | [5 empty] | STANDARD |  |  |  | TURBINE BOTTOM RING | 0 | UNIT 5 |  |  |  |  | 2620 | [7 empty] | TBR |  |  |  | 41113 | 163191
| 11395377 | U05 TURBINE DISCHARGE RING | 2620 | Seven Sisters G.S. | 00105H-U05-TUR-WSD-PAS-DTB | UNIT 5 TURBINE DRAFT TUBE |  |  |  | 163192 | INST | 1 | UNIT 5 | [5 empty] | STANDARD |  |  |  | TUR DISCHARGE RING | 0 | UNIT 5 |  |  |  |  | 2620 | [7 empty] | TDR |  |  |  | 41112 | 163192
| 11812084 | U06 GSU T06 OIL/ WATER HEAT EXCHANGER | 2620 | Seven Sisters G.S. | 00105H-BPE-USY-U06-XFM | UNIT 6 TRANSFORMER | REQ | REQ | REQ | NEW | ASEQ | 1 | UNIT 6 | [5 empty] | STANDARD |  |  |  | HEAT EXCHANGER | 0 | UNIT 6 |  |  |  |  | 2620 |  |  |  | 11794560 | 115KV GSU T06 POWER TRANSFORMER |  |  | HEX |  |  |  |  | NEW
| 11395378 | U06 TURBINE BOTTOM RING | 2620 | Seven Sisters G.S. | 00105H-U06-TUR-WSD-PAS-DTB | UNIT 6 TURBINE DRAFT TUBE |  |  |  | 163193 | INST | 1 | UNIT 6 | [5 empty] | STANDARD |  |  |  | TURBINE BOTTOM RING | 0 | UNIT 6 |  |  |  |  | 2620 | [7 empty] | TBR |  |  |  | 41113 | 163193
| 11395379 | U06 TURBINE DISCHARGE RING | 2620 | Seven Sisters G.S. | 00105H-U06-TUR-WSD-PAS-DTB | UNIT 6 TURBINE DRAFT TUBE |  |  |  | 163194 | INST | 1 | UNIT 6 | [5 empty] | STANDARD |  |  |  | TUR DISCHARGE RING | 0 | UNIT 6 |  |  |  |  | 2620 | [7 empty] | TDR |  |  |  | 41112 | 163194
| 11397227 | U-1 ACCUM TANK LOW OIL PRESSURE SWITCH | 2620 | Seven Sisters G.S. | 00105H-U01-TUR-GOV-OPR-TNK | UNIT 1 GOVERNOR SYS PRESS VESSELS | MERCOID CORPORATION | 30731564 | DA31-156 | 106803 | ASEQ | 1 | UNIT 1 | [5 empty] | STANDARD |  |  |  | CONTROL INPUT | 0 | UNIT 1 |  |  |  |  | 2620 |  |  |  | 11395421 | UNIT 1 GOV OIL ACCUMULATOR TANK |  |  | CIN |  |  |  | 41723 | 106803 | data not found
| 11397228 | U-1 ACCUM TANK PRESSURE RELIEF VALVE | 2620 | Seven Sisters G.S. | 00105H-U01-TUR-GOV-OPR-TNK | UNIT 1 GOVERNOR SYS PRESS VESSELS | KUNKLE VALVE CO. INC. | 4466-1 | 6030 FE | 106804 | ASEQ | 1 | UNIT 1 | PSQC |  |  |  |  | PSEPRD_RECLOSING |  |  |  | PRESSURE RELIEF VLV | 0 | UNIT 1 |  |  |  |  | 2620 |  |  |  | 11395421 | UNIT 1 GOV OIL ACCUMULATOR TANK |  |  | PRV |  |  |  | 41713 | 106804 | data not found
| 11756632 | U1 AVR CONTROLLER A | 2620 | Seven Sisters G.S. | 00105H-U01-GEN-EXC-VRG-CNL | UNIT 1 GENERATOR AVR - CONTROL SYSTEM | ABB | 04061424A8458204 | DCS500 | NEW | INST | 1 | UNIT 1 | [5 empty] | ICSCSRM |  |  |  | CONTROLLER | 0 | UNIT 1 |  | DCS501B0075-41-2100000 |  |  | 2620 | [7 empty] | CNL |  |  |  |  | NEW | [27 empty] | GENERATION | MOES | CAT | HIGH | HIGH TRUST | FIRMWARE | NO | NO | NO | NO | YES | YES | ROUTABLE | NO | NO | OPERATIONS | 00105-G19 | 00105-19 | BUILDING | ELECTRONIC | EXCITER | UNIT 1 AVR PANEL
| 11756633 | U1 AVR CONTROLLER B | 2620 | Seven Sisters G.S. | 00105H-U01-GEN-EXC-VRG-CNL | UNIT 1 GENERATOR AVR - CONTROL SYSTEM | ABB | 04061424A8458205 | DCS500 | NEW | INST | 1 | UNIT 1 | [5 empty] | ICSCSRM |  |  |  | CONTROLLER | 0 | UNIT 1 |  | DCS501B0075-41-2100000 |  |  | 2620 | [7 empty] | CNL | [32 empty] | GENERATION | MOES | CAT | HIGH | HIGH TRUST | FIRMWARE | NO | NO | NO | NO | YES | YES | ROUTABLE | NO | NO | OPERATIONS | 00105-G20 | 00105-20 | BUILDING | ELECTRONIC | EXCITER | UNIT 1 AVR PANEL
| 11397229 | U-1 HIGH PRESSURE LIFT PRESSURE SWITCH | 2620 | Seven Sisters G.S. | 00105H-U01-GEN-BRG-TBR-OPR | UNIT 1 GENERATOR THRUST BRG HP LIFT | MERCOID CORPORATION | T15E-I23816-3 | DA-21-153-13S | 108954 | ASEQ | 1 | UNIT 1 | [5 empty] | STANDARD |  |  |  | CONTROL INPUT | 0 | UNIT 1 |  |  |  |  | 2620 |  |  |  | 11395434 | UNIT 1 HIGH PRESSURE OIL LIFT PUMP |  |  | CIN |  |  |  | 42171 | 108954 | data not found
| 11395327 | U-1 RUNNER CHAMBER AIR PRESSURE XDUCER | 2620 | Seven Sisters G.S. | 00105H-U01-TUR-WSD-TWD | UNIT 1 TAIL WATER DEPRESSION | ROSEMOUNT INC. | 383724 | 3051 TG3A2B21AB4C6 | 108971 | INST | 1 | UNIT 1 | [5 empty] | STANDARD |  |  |  | CONTROL INPUT | 0 | UNIT 1 |  |  |  |  | 2620 | [7 empty] | CIN |  |  |  | 60620 | 108971 | data not found
| 11395328 | U-1 STANDBY LUBE OIL PMP PRESSURE SWITCH | 2620 | Seven Sisters G.S. | 00105H-U01-GEN-BRG-ONP | UNIT 1 GEN BEARING LUBE OIL | MERCOID CORPORATION | REQ | REQ | 108694 | INST | 1 | UNIT 1 | [5 empty] | STANDARD |  |  |  | CONTROL INPUT | 0 | UNIT 1 |  |  |  |  | 2620 | [7 empty] | CIN |  |  |  | 67720 | 108694 | data not found
| 11395329 | U-1 TAILWATER AIR SUPPLY PRESSURE SWITCH | 2620 | Seven Sisters G.S. | 00105H-U01-TUR-WSD-TWD | UNIT 1 TAIL WATER DEPRESSION | SOR INC. | 97-06-1208 | 6NN-K5-N4-C1A-CS | 108486 | INST | 1 | UNIT 1 | [5 empty] | STANDARD |  |  |  | CONTROL INPUT | 0 | UNIT 1 |  |  |  |  | 2620 | [7 empty] | CIN |  |  |  | 75150 | 108486 | data not found
| 11395330 | U-1 TAILWATER DEPRESSION MAIN AIR VALVE | 2620 | Seven Sisters G.S. | 00105H-U01-TUR-WSD-TWD | UNIT 1 TAIL WATER DEPRESSION | KITZ |  | DAS-524 | 108692 | INST | 1 | UNIT 1 | [5 empty] | STANDARD |  |  |  | VALVE | 0 | UNIT 1 |  |  |  |  | 2620 | [7 empty] | VLV |  |  |  | 75150 | 108692 | data not found
| 11395380 | U1 TAILWATER DEPRESSION MAKEUP AIR VALVE | 2620 | Seven Sisters G.S. | 00105H-U01-TUR-WSD-TWD | UNIT 1 TAIL WATER DEPRESSION | KITZ | 0363 | DAS-313 | 108693 | INST | 1 | UNIT 1 | [5 empty] | STANDARD |  |  |  | VALVE | 0 | UNIT 1 |  |  |  |  | 2620 | [7 empty] | VLV |  |  |  | 75150 | 108693 | data not found
| 11395331 | U-1 THRUST BRG COOLING WATER FLOW METER | 2620 | Seven Sisters G.S. | 00105H-U01-GEN-BRG-TBR | UNIT 1 GENERATOR THRUST BEARING | ROSEMOUNT INC. |  |  | 160548 | INST | 1 | UNIT 1 | [5 empty] | STANDARD |  |  |  | METER | 0 | UNIT 1 |  |  |  |  | 2620 | [7 empty] | MET |  |  |  | 64214 | 160548
| 11395332 | U-1 THRUST BRG COOLING WATER VALVE | 2620 | Seven Sisters G.S. | 00105H-U01-GEN-BRG-TBR | UNIT 1 GENERATOR THRUST BEARING |  |  |  | 106899 | INST | 1 | UNIT 1 | [5 empty] | STANDARD |  |  |  | VALVE | 0 | UNIT 1 |  |  |  |  | 2620 | [7 empty] | VLV |  |  |  | 64214 | 106899 | data not found
| 11395333 | U-1 TURBINE BRG COOLING WATER FLOW METER | 2620 | Seven Sisters G.S. | 00105H-U01-TUR-GBR | UNIT 1 TURBINE GUIDE BEARING |  |  |  | 160549 | INST | 1 | UNIT 1 | [5 empty] | STANDARD |  |  |  | METER | 0 | UNIT 1 |  |  |  |  | 2620 | [7 empty] | MET |  |  |  | 64110 | 160549
| 11756610 | U1 VIBRATION MONITORING CABINET | 2620 | Seven Sisters G.S. | 00105H-CMS-CNT-AGV | CMS - AIR GAP & VIBRATION MONITORING |  |  |  |  | INST | 1 | [10 empty] | CONTROL AND MON SYS | 0 | [5 empty] | 2620 | [7 empty] | CNM
| 11756615 | U1 VIBRATION MONITORING NETWORK CARD | 2620 | Seven Sisters G.S. | 00105H-CMS-CNT-AGV | CMS - AIR GAP & VIBRATION MONITORING | BENTLY NEVADA | 08100MUU |  |  | ASEQ | 1 | [6 empty] | ICSCSRM |  |  |  | CIRCUIT BOARD | 0 | [5 empty] | 2620 |  |  |  | 11756610 | U1 VIBRATION MONITORING CABINET |  |  | CBO | [32 empty] | GENERATION | MOES | CAT | MINIMAL | HIGH TRUST | FIRMWARE | UNKNOWN | NO | NO | NO | YES | YES | ROUTABLE | NO | NO | OPERATIONS | 00105-G14 | 00105-14 | BUILDING | ELECTRONIC | PLC | UNIT 1 VIBRATION PANEL
| 11397241 | U1 WICKET GATE LIMIT POSITION TXER | 2620 | Seven Sisters G.S. | 00105H-U01-TUR-GOV-CNT | UNIT 1 GOVERNOR CONTROL | JORDAN CONTROLS |  | PT1430 | 153443 | ASEQ | 1 | UNIT 1 | [5 empty] | STANDARD |  |  |  | CONTROL INPUT | 0 | UNIT 1 |  |  |  |  | 2620 |  |  |  | 11395424 | UNIT 1 GOVERNOR ACTUATOR |  |  | CIN |  |  |  | 41723 | 153443 | data not found
| 11397242 | U1 WICKET GATE POSITION TRANSMITTER | 2620 | Seven Sisters G.S. | 00105H-U01-TUR-GOV-CNT | UNIT 1 GOVERNOR CONTROL | JORDAN CONTROLS |  | PT1430 | 108795 | ASEQ | 1 | UNIT 1 | [5 empty] | STANDARD |  |  |  | CONTROL INPUT | 0 | UNIT 1 |  |  |  |  | 2620 |  |  |  | 11395424 | UNIT 1 GOVERNOR ACTUATOR |  |  | CIN |  |  |  | 41723 | 108795 | data not found
| 11395382 | U1/HU GOV AREA WET PIPE SPRINKLER SYS | 2620 | Seven Sisters G.S. | 00105H-BPA-FPS-FWS-DST-SPR-WET | FIRE WATER WET PIPE SPRINKLER SYSTEM |  |  |  | 036654 | INST | 1 |  | FIRE |  |  |  |  | STANDARD |  |  |  | SPRINKLER SYSTEM | 0 | [5 empty] | 2620 | [7 empty] | SPR |  |  |  | 78150 | 036654 | data not found
| 11397230 | U-2 ACCUM TANK LOW OIL PRESSURE SWITCH | 2620 | Seven Sisters G.S. | 00105H-U02-TUR-GOV-OPR-TNK | UNIT 2 GOVERNOR SYS PRESS VESSELS | MERCOID CORPORATION | 30731601 | DA31-156 | 109553 | ASEQ | 1 | UNIT 2 | [5 empty] | STANDARD |  |  |  | CONTROL INPUT | 0 | UNIT 2 |  |  |  |  | 2620 |  |  |  | 11395483 | UNIT 2 GOV OIL ACCUMULATOR TANK |  |  | CIN |  |  |  | 41723 | 109553 | data not found
| 11397231 | U-2 ACCUM TANK PRESSURE RELIEF VALVE | 2620 | Seven Sisters G.S. | 00105H-U02-TUR-GOV-OPR-TNK | UNIT 2 GOVERNOR SYS PRESS VESSELS | KUNKLE VALVE CO. INC. | REQ | REQ | 109554 | ASEQ | 1 | UNIT 2 | PSQC |  |  |  |  | PSEPRD_RECLOSING |  |  |  | PRESSURE RELIEF VLV | 0 | UNIT 2 |  |  |  |  | 2620 |  |  |  | 11395483 | UNIT 2 GOV OIL ACCUMULATOR TANK |  |  | PRV |  |  |  | 41713 | 109554 | data not found
| 11756634 | U2 AVR CONTROLLER A | 2620 | Seven Sisters G.S. | 00105H-U02-GEN-EXC-VRG-CNL | UNIT 02 GENERATOR AVR - CONTROL SYSTEM | ABB | 04061424A8458200 | DCS500 | NEW | INST | 1 | UNIT 2 | [5 empty] | ICSCSRM |  |  |  | CONVERTER | 0 | UNIT 2 |  | DCS501B0075-41-2100000 |  |  | 2620 | [7 empty] | CVR | [32 empty] | GENERATION | MOES | CAT | HIGH | HIGH TRUST | FIRMWARE | UNKNOWN | NO | NO | NO | YES | YES | ROUTABLE | NO | NO | OPERATIONS | 00105-G21 | 00105-21 | BUILDING | ELECTRONIC | EXCITER | UNIT 2 AVR PANEL
| 11756635 | U2 AVR CONTROLLER B | 2620 | Seven Sisters G.S. | 00105H-U02-GEN-EXC-VRG-CNL | UNIT 02 GENERATOR AVR - CONTROL SYSTEM | ABB | 04061424A8458201 | DCS500 | NEW | INST | 1 | UNIT 2 | [5 empty] | ICSCSRM |  |  |  | CONVERTER | 0 | UNIT 2 |  | DCS501B0075-41-2100000 |  |  | 2620 | [7 empty] | CVR | [32 empty] | GENERATION | MOES | CAT | HIGH | HIGH TRUST | FIRMWARE | UNKNOWN | NO | NO | NO | YES | YES | ROUTABLE | NO | NO | OPERATIONS | 00105-G22 | 00105-22 | BUILDING | ELECTRONIC | EXCITER | UNIT 2 AVR PANEL
| 11395383 | U2 GOV AREA WET PIPE SPRINKLER SYS | 2620 | Seven Sisters G.S. | 00105H-BPA-FPS-FWS-DST-SPR-WET | FIRE WATER WET PIPE SPRINKLER SYSTEM |  |  |  | 036687 | INST | 1 |  | FIRE |  |  |  |  | STANDARD |  |  |  | SPRINKLER SYSTEM | 0 | [5 empty] | 2620 | [7 empty] | SPR |  |  |  | 78150 | 036687 | data not found
| 11397232 | U-2 HIGH PRESSURE LIFT PRESSURE SWITCH | 2620 | Seven Sisters G.S. | 00105H-U02-GEN-BRG-TBR-OPR | UNIT 2 GENERATOR THRUST BRG HP LIFT | MERCOID CORPORATION | T47H-M61274 | DA-21-153-13S | 109571 | ASEQ | 1 | UNIT 2 | [5 empty] | STANDARD |  |  |  | CONTROL INPUT | 0 | UNIT 2 |  |  |  |  | 2620 |  |  |  | 11395496 | UNIT 2 HIGH PRESSURE OIL LIFT PUMP |  |  | CIN |  |  |  | 42171 | 109571 | data not found
| 11395334 | U-2 RUNNER CHAMBER AIR PRESSURE XDUCER | 2620 | Seven Sisters G.S. | 00105H-U02-TUR-WSD-TWD | UNIT 2 TAIL WATER DEPRESSION | ROSEMOUNT INC. | 383712 | 3051 TG3A2B21AB4C6 | 109579 | INST | 1 | UNIT 2 | [5 empty] | STANDARD |  |  |  | CONTROL INPUT | 0 | UNIT 2 |  |  |  |  | 2620 | [7 empty] | CIN |  |  |  | 60620 | 109579 | data not found
| 11395335 | U-2 STANDBY LUBE OIL PMP PRESSURE SWITCH | 2620 | Seven Sisters G.S. | 00105H-U02-GEN-BRG-ONP | UNIT 2 GEN BEARING LUBE OIL | MERCOID CORPORATION | REQ | REQ | 109564 | INST | 1 | UNIT 2 | [5 empty] | STANDARD |  |  |  | CONTROL INPUT | 0 | UNIT 2 |  |  |  |  | 2620 | [7 empty] | CIN |  |  |  | 67700 | 109564 | data not found
| 11395336 | U-2 TAILWATER AIR SUPPLY PRESSURE SWITCH | 2620 | Seven Sisters G.S. | 00105H-U02-TUR-WSD-TWD | UNIT 2 TAIL WATER DEPRESSION | SOR INC. | 97-06-1207 | 6NN-K5-N4-C1A-CS | 109540 | INST | 1 | UNIT 2 | [5 empty] | STANDARD |  |  |  | CONTROL INPUT | 0 | UNIT 2 |  |  |  |  | 2620 | [7 empty] | CIN |  |  |  | 75150 | 109540 | data not found
| 11395337 | U-2 TAILWATER DEPRESSION MAIN AIR VALVE | 2620 | Seven Sisters G.S. | 00105H-U02-TUR-WSD-TWD | UNIT 2 TAIL WATER DEPRESSION | KITZ |  | DAS-524 | 109541 | INST | 1 | UNIT 2 | [5 empty] | STANDARD |  |  |  | VALVE | 0 | UNIT 2 |  |  |  |  | 2620 | [7 empty] | VLV |  |  |  | 75150 | 109541 | data not found
| 11395384 | U2 TAILWATER DEPRESSION MAKEUP AIR VALVE | 2620 | Seven Sisters G.S. | 00105H-U02-TUR-WSD-TWD | UNIT 2 TAIL WATER DEPRESSION | KITZ | 0391 | DAS-313 | 109542 | INST | 1 | UNIT 2 | [5 empty] | STANDARD |  |  |  | VALVE | 0 | UNIT 2 |  |  |  |  | 2620 | [7 empty] | VLV |  |  |  | 75150 | 109542 | data not found
| 11395338 | U-2 THRUST BRG COOLING WATER FLOW METER | 2620 | Seven Sisters G.S. | 00105H-U02-GEN-BRG-TBR | UNIT 2 GENERATOR THRUST BEARING |  |  |  | 160553 | INST | 1 | UNIT 2 | [5 empty] | STANDARD |  |  |  | METER | 0 | UNIT 2 |  |  |  |  | 2620 | [7 empty] | MET |  |  |  | 64214 | 160553
| 11395339 | U-2 THRUST BRG COOLING WATER VALVE | 2620 | Seven Sisters G.S. | 00105H-U02-GEN-BRG-TBR | UNIT 2 GENERATOR THRUST BEARING |  |  |  | 107039 | INST | 1 | UNIT 2 | [5 empty] | STANDARD |  |  |  | VALVE | 0 | UNIT 2 |  |  |  |  | 2620 | [7 empty] | VLV |  |  |  | 64214 | 107039 | data not found
| 11395340 | U-2 TURBINE BRG COOLING WATER FLOW METER | 2620 | Seven Sisters G.S. | 00105H-U02-TUR-GBR | UNIT 2 TURBINE GUIDE BEARING | ROSEMOUNT INC. |  |  | 160557 | INST | 1 | UNIT 2 | [5 empty] | STANDARD |  |  |  | METER | 0 | UNIT 2 |  |  |  |  | 2620 | [7 empty] | MET |  |  |  | 64110 | 160557
| 11756611 | U2 VIBRATION MONITORING CABINET | 2620 | Seven Sisters G.S. | 00105H-CMS-CNT-AGV | CMS - AIR GAP & VIBRATION MONITORING |  |  |  |  | INST | 1 | [10 empty] | CONTROL AND MON SYS | 0 | [5 empty] | 2620 | [7 empty] | CNM
| 11756616 | U2 VIBRATION MONITORING NETWORK CARD | 2620 | Seven Sisters G.S. | 00105H-CMS-CNT-AGV | CMS - AIR GAP & VIBRATION MONITORING | BENTLY NEVADA | NC629665 |  |  | ASEQ | 1 | [6 empty] | ICSCSRM |  |  |  | CIRCUIT BOARD | 0 | [5 empty] | 2620 |  |  |  | 11756611 | U2 VIBRATION MONITORING CABINET |  |  | CBO | [32 empty] | GENERATION | MOES | CAT | MINIMAL | HIGH TRUST | FIRMWARE | UNKNOWN | NO | NO | NO | YES | YES | ROUTABLE | NO | NO | OPERATIONS | 00105-G15 | 00105-15 | BUILDING | ELECTRONIC | PLC | UNIT 2 VIBRATION PANEL
| 11397243 | U2 WICKET GATE LIMIT POSITION TXER | 2620 | Seven Sisters G.S. | 00105H-U02-TUR-GOV-CNT | UNIT 2 GOVERNOR CONTROL | JORDAN CONTROLS |  | PT1430 | 153444 | ASEQ | 1 | UNIT 2 | [5 empty] | STANDARD |  |  |  | CONTROL INPUT | 0 | UNIT 2 |  |  |  |  | 2620 |  |  |  | 11395486 | UNIT 2 GOVERNOR ACTUATOR |  |  | CIN |  |  |  | 41723 | 153444 | data not found
| 11397244 | U2 WICKET GATE POSITION TRANSMITTER | 2620 | Seven Sisters G.S. | 00105H-U02-TUR-GOV-CNT | UNIT 2 GOVERNOR CONTROL | JORDAN CONTROLS |  | PT1430 | 109561 | ASEQ | 1 | UNIT 2 | [5 empty] | STANDARD |  |  |  | CONTROL INPUT | 0 | UNIT 2 |  |  |  |  | 2620 |  |  |  | 11395486 | UNIT 2 GOVERNOR ACTUATOR |  |  | CIN |  |  |  | 41723 | 109561 | data not found
| 11397233 | U-3 ACCUM TANK LOW OIL PRESSURE SWITCH | 2620 | Seven Sisters G.S. | 00105H-U03-TUR-GOV-OPR-TNK | UNIT 3 GOVERNOR SYS PRESS VESSELS | MERCOID CORPORATION | 30731536 | DA31-156 | 109272 | ASEQ | 1 | UNIT 3 | [5 empty] | STANDARD |  |  |  | CONTROL INPUT | 0 | UNIT 3 |  |  |  |  | 2620 |  |  |  | 11395545 | UNIT 3 GOV OIL ACCUMULATOR TANK |  |  | CIN |  |  |  | 41723 | 109272 | data not found
| 11397234 | U-3 ACCUM TANK PRESSURE RELIEF VALVE | 2620 | Seven Sisters G.S. | 00105H-U03-TUR-GOV-OPR-TNK | UNIT 3 GOVERNOR SYS PRESS VESSELS | KUNKLE VALVE CO. INC. | REQ | REQ | 109274 | ASEQ | 1 | UNIT 3 | PSQC |  |  |  |  | PSEPRD_RECLOSING |  |  |  | PRESSURE RELIEF VLV | 0 | UNIT 3 |  |  |  |  | 2620 |  |  |  | 11395545 | UNIT 3 GOV OIL ACCUMULATOR TANK |  |  | PRV |  |  |  | 41713 | 109274 | data not found
| 11756636 | U3 AVR CONTROLLER A | 2620 | Seven Sisters G.S. | 00105H-U03-GEN-EXC-VRG-CNL | UNIT 03 GENERATOR AVR - CONTROL SYSTEM | ABB | 04061424A8266428 | DCS500 | NEW | INST | 1 | UNIT 3 | [5 empty] | ICSCSRM |  |  |  | CONVERTER | 0 | UNIT 3 |  | DCS501B0075-41-2100000 |  |  | 2620 | [7 empty] | CVR | [32 empty] | GENERATION | MOES | CAT | HIGH | HIGH TRUST | FIRMWARE | UNKNOWN | NO | NO | NO | YES | YES | ROUTABLE | NO | NO | OPERATIONS | 00105-G23 | 00105-23 | BUILDING | ELECTRONIC | EXCITER | UNIT 3 AVR PANEL
| 11756637 | U3 AVR CONTROLLER B | 2620 | Seven Sisters G.S. | 00105H-U03-GEN-EXC-VRG-CNL | UNIT 03 GENERATOR AVR - CONTROL SYSTEM | ABB | 04061424A8458203 | DCS500 | NEW | INST | 1 | UNIT 3 | [5 empty] | ICSCSRM |  |  |  | CONVERTER | 0 | UNIT 3 |  | DCS501B0075-41-2100000 |  |  | 2620 | [7 empty] | CVR | [32 empty] | GENERATION | MOES | CAT | HIGH | HIGH TRUST | FIRMWARE | UNKNOWN | NO | NO | NO | YES | YES | ROUTABLE | NO | NO | OPERATIONS | 00105-G24 | 00105-24 | BUILDING | ELECTRONIC | EXCITER | UNIT 3 AVR PANEL
| 11395386 | U3 GOV AREA WET PIPE SPRINKLER SYS | 2620 | Seven Sisters G.S. | 00105H-BPA-FPS-FWS-DST-SPR-WET | FIRE WATER WET PIPE SPRINKLER SYSTEM |  |  |  | 036930 | INST | 1 |  | FIRE |  |  |  |  | STANDARD |  |  |  | SPRINKLER SYSTEM | 0 | [5 empty] | 2620 | [7 empty] | SPR |  |  |  | 78150 | 036930 | data not found
| 11397235 | U-3 HIGH PRESSURE LIFT PRESSURE SWITCH | 2620 | Seven Sisters G.S. | 00105H-U03-GEN-BRG-TBR-OPR | UNIT 3 GENERATOR THRUST BRG HP LIFT | MERCOID CORPORATION | T15E-I23816-3 | DA-21-153-13S | 109319 | ASEQ | 1 | UNIT 3 | [5 empty] | STANDARD |  |  |  | CONTROL INPUT | 0 | UNIT 3 |  |  |  |  | 2620 |  |  |  | 11395558 | UNIT 3 HIGH PRESSURE OIL LIFT PUMP |  |  | CIN |  |  |  | 42171 | 109319 | data not found
| 11395341 | U-3 RUNNER CHAMBER AIR PRESSURE XDUCER | 2620 | Seven Sisters G.S. | 00105H-U03-TUR-WSD-TWD | UNIT 3 TAIL WATER DEPRESSION | ROSEMOUNT INC. | REQ | 3051 TG3A2B21AB4C6 | 109381 | INST | 1 | UNIT 3 | [5 empty] | STANDARD |  |  |  | CONTROL INPUT | 0 | UNIT 3 |  |  |  |  | 2620 | [7 empty] | CIN |  |  |  | 60620 | 109381 | data not found
| 11395342 | U-3 STANDBY LUBE OIL PMP PRESSURE SWITCH | 2620 | Seven Sisters G.S. | 00105H-U03-GEN-BRG-ONP | UNIT 3 GEN BEARING LUBE OIL | REQ | REQ | REQ | 109302 | INST | 1 | UNIT 3 | [5 empty] | STANDARD |  |  |  | CONTROL INPUT | 0 | UNIT 3 |  |  |  |  | 2620 | [7 empty] | CIN |  |  |  | 67720 | 109302 | data not found
| 11395343 | U-3 TAILWATER AIR SUPPLY PRESSURE SWITCH | 2620 | Seven Sisters G.S. | 00105H-U03-TUR-WSD-TWD | UNIT 3 TAIL WATER DEPRESSION | SOR INC. | 97-06-1210 | 6NN-K5-N4-C1A-CS | 109254 | INST | 1 | UNIT 3 | [5 empty] | STANDARD |  |  |  | CONTROL INPUT | 0 | UNIT 3 |  |  |  |  | 2620 | [7 empty] | CIN |  |  |  | 75150 | 109254 | data not found
| 11395344 | U-3 TAILWATER DEPRESSION MAIN AIR VALVE | 2620 | Seven Sisters G.S. | 00105H-U03-TUR-WSD-TWD | UNIT 3 TAIL WATER DEPRESSION |  |  |  | 109255 | INST | 1 | UNIT 3 | [5 empty] | STANDARD |  |  |  | VALVE | 0 | UNIT 3 |  |  |  |  | 2620 | [7 empty] | VLV |  |  |  | 75150 | 109255 | data not found
| 11395387 | U3 TAILWATER DEPRESSION MAKEUP AIR VALVE | 2620 | Seven Sisters G.S. | 00105H-U03-TUR-WSD-TWD | UNIT 3 TAIL WATER DEPRESSION | KITZ | 0389 | DAS-313 | 109256 | INST | 1 | UNIT 3 | [5 empty] | STANDARD |  |  |  | VALVE | 0 | UNIT 3 |  |  |  |  | 2620 | [7 empty] | VLV |  |  |  | 75150 | 109256 | data not found
| 11395345 | U-3 THRUST BRG COOLING WATER FLOW METER | 2620 | Seven Sisters G.S. | 00105H-U03-GEN-BRG-TBR | UNIT 3 GENERATOR THRUST BEARING |  |  |  | 160555 | INST | 1 | UNIT 3 | [5 empty] | STANDARD |  |  |  | METER | 0 | UNIT 3 |  |  |  |  | 2620 | [7 empty] | MET |  |  |  | 64214 | 160555
| 11395346 | U-3 THRUST BRG COOLING WATER VALVE | 2620 | Seven Sisters G.S. | 00105H-U03-GEN-BRG-TBR | UNIT 3 GENERATOR THRUST BEARING |  |  |  | 109314 | INST | 1 | UNIT 3 | [5 empty] | STANDARD |  |  |  | VALVE | 0 | UNIT 3 |  |  |  |  | 2620 | [7 empty] | VLV |  |  |  | 64214 | 109314 | data not found
| 11395347 | U-3 TURBINE BRG COOLING WATER FLOW METER | 2620 | Seven Sisters G.S. | 00105H-U03-TUR-GBR | UNIT 3 TURBINE GUIDE BEARING |  |  |  | 160556 | INST | 1 | UNIT 3 | [5 empty] | STANDARD |  |  |  | METER | 0 | UNIT 3 |  |  |  |  | 2620 | [7 empty] | MET |  |  |  | 64110 | 160556
| 11756612 | U3 VIBRATION MONITORING CABINET | 2620 | Seven Sisters G.S. | 00105H-CMS-CNT-AGV | CMS - AIR GAP & VIBRATION MONITORING |  |  |  |  | INST | 1 | [10 empty] | CONTROL AND MON SYS | 0 | [5 empty] | 2620 | [7 empty] | CNM
| 11756617 | U3 VIBRATION MONITORING NETWORK CARD | 2620 | Seven Sisters G.S. | 00105H-CMS-CNT-AGV | CMS - AIR GAP & VIBRATION MONITORING | BENTLY NEVADA | REQ. |  |  | ASEQ | 1 | [6 empty] | ICSCSRM |  |  |  | CIRCUIT BOARD | 0 | [5 empty] | 2620 |  |  |  | 11756612 | U3 VIBRATION MONITORING CABINET |  |  | CBO | [32 empty] | GENERATION | MOES | CAT | MINIMAL | HIGH TRUST | FIRMWARE | UNKNOWN | NO | NO | NO | YES | YES | ROUTABLE | NO | NO | OPERATIONS | 00105-G16 | 00105-16 | BUILDING | ELECTRONIC | PLC | UNIT 3 VIBRATION PANEL
| 11397245 | U3 WICKET GATE LIMIT POSITION TXER | 2620 | Seven Sisters G.S. | 00105H-U03-TUR-GOV-CNT | UNIT 3 GOVERNOR CONTROL | JORDAN CONTROLS |  | PT1430 | 153445 | ASEQ | 1 | UNIT 3 | [5 empty] | STANDARD |  |  |  | CONTROL INPUT | 0 | UNIT 3 |  |  |  |  | 2620 |  |  |  | 11395548 | UNIT 3 GOVERNOR ACTUATOR |  |  | CIN |  |  |  | 41723 | 153445 | data not found
| 11397246 | U3 WICKET GATE POSITION TRANSMITTER | 2620 | Seven Sisters G.S. | 00105H-U03-TUR-GOV-CNT | UNIT 3 GOVERNOR CONTROL | JORDAN CONTROLS |  | PT1430 | 109289 | ASEQ | 1 | UNIT 3 | [5 empty] | STANDARD |  |  |  | CONTROL INPUT | 0 | UNIT 3 |  |  |  |  | 2620 |  |  |  | 11395548 | UNIT 3 GOVERNOR ACTUATOR |  |  | CIN |  |  |  | 41723 | 109289 | data not found
| 11397236 | U-4 ACCUM TANK LOW OIL PRESSURE SWITCH | 2620 | Seven Sisters G.S. | 00105H-U04-TUR-GOV-OPR-TNK | UNIT 4 GOVERNOR SYS PRESS VESSELS | MERCOID CORPORATION | 30731525 | DA31-156 R9 | 109648 | ASEQ | 1 | UNIT 4 | [5 empty] | STANDARD |  |  |  | CONTROL INPUT | 0 | UNIT 4 |  |  |  |  | 2620 |  |  |  | 11395610 | UNIT 4 GOV OIL ACCUMULATOR TANK |  |  | CIN |  |  |  | 41723 | 109648 | data not found
| 11885568 | U-4 ACCUM TANK PRESSURE RELIEF VALVE | 2620 | Seven Sisters G.S. | 00105H-U04-TUR-GOV-OPR-TNK | UNIT 4 GOVERNOR SYS PRESS VESSELS | REQ |  | REQ |  | ASEQ | 1 | UNIT 4 | PSQC |  |  |  |  | PSEPRD_RECLOSING |  |  |  | PRESSURE RELIEF VLV | 0 | UNIT 4 |  |  |  |  | 2620 |  |  |  | 11395610 | UNIT 4 GOV OIL ACCUMULATOR TANK |  |  | PRV
| 11756638 | U4 AVR CONTROLLER A | 2620 | Seven Sisters G.S. | 00105H-U04-GEN-EXC-VRG-CNL | UNIT 04 GENERATOR AVR - CONTROL SYSTEM | ABB | 04061424A8458202 | DCS500 | NEW | INST | 1 | UNIT 4 | [5 empty] | ICSCSRM |  |  |  | CONVERTER | 0 | UNIT 4 |  | DCS501B0075-41-2100000 |  |  | 2620 | [7 empty] | CVR | [32 empty] | GENERATION | MOES | CAT | HIGH | HIGH TRUST | FIRMWARE | UNKNOWN | NO | NO | NO | YES | YES | ROUTABLE | NO | NO | OPERATIONS | 00105-G25 | 00105-25 | BUILDING | ELECTRONIC | EXCITER | UNIT 4 AVR PANEL
| 11756639 | U4 AVR CONTROLLER B | 2620 | Seven Sisters G.S. | 00105H-U04-GEN-EXC-VRG-CNL | UNIT 04 GENERATOR AVR - CONTROL SYSTEM | ABB | 04061424A8266429 | DCS500 | NEW | INST | 1 | UNIT 4 | [5 empty] | ICSCSRM |  |  |  | CONVERTER | 0 | UNIT 4 |  | DCS501B0075-41-2100000 |  |  | 2620 | [7 empty] | CVR | [32 empty] | GENERATION | MOES | CAT | HIGH | HIGH TRUST | FIRMWARE | UNKNOWN | NO | NO | NO | YES | YES | ROUTABLE | NO | NO | OPERATIONS | 00105-G26 | 00105-26 | BUILDING | ELECTRONIC | EXCITER | UNIT 4 AVR PANEL
| 11395389 | U4 GOV AREA WET PIPE SPRINKLER SYS | 2620 | Seven Sisters G.S. | 00105H-BPA-FPS-FWS-DST-SPR-WET | FIRE WATER WET PIPE SPRINKLER SYSTEM |  |  |  | 036672 | INST | 1 |  | FIRE |  |  |  |  | STANDARD |  |  |  | SPRINKLER SYSTEM | 0 | [5 empty] | 2620 | [7 empty] | SPR |  |  |  | 78150 | 036672 | data not found
| 11397237 | U-4 HIGH PRESSURE LIFT PRESSURE SWITCH | 2620 | Seven Sisters G.S. | 00105H-U04-GEN-BRG-TBR-OPR | UNIT 4 GENERATOR THRUST BRG HP LIFT | UNITED ELECTRIC CONTROLS | 59154-1 | 612 | 109676 | ASEQ | 1 | UNIT 4 | [5 empty] | STANDARD |  |  |  | CONTROL INPUT | 0 | UNIT 4 |  |  |  |  | 2620 |  |  |  | 11395623 | UNIT 4 HIGH PRESSURE OIL LIFT PUMP |  |  | CIN |  |  |  | 42171 | 109676 | data not found
| 11395348 | U-4 RUNNER CHAMBER AIR PRESSURE XDUCER | 2620 | Seven Sisters G.S. | 00105H-U04-TUR-WSD-TWD | UNIT 4 TAIL WATER DEPRESSION | ROSEMOUNT INC. | 383723 | 3051 TG3A2B21AB4C6 | 109726 | INST | 1 | UNIT 4 | [5 empty] | STANDARD |  |  |  | CONTROL INPUT | 0 | UNIT 4 |  |  |  |  | 2620 | [7 empty] | CIN |  |  |  | 60620 | 109726 | data not found
| 11756649 | U4 SPEED SWITCH PLC A | 2620 | Seven Sisters G.S. | 00105H-CMS-PLC-U04 | CMS - UNIT 4 PLC SYSTEM | MODICON | 31123338699 | MICRO | NEW | INST | 1 | [6 empty] | ICSCSRM |  |  |  | LOGIC CONTROLLER | 0 |  |  | MICRO 612-00 |  |  | 2620 | [7 empty] | PLC | [32 empty] | GENERATION | MOES | CAT | HIGH | HIGH TRUST | FIRMWARE | YES | NO | NO | NO | YES | YES | ROUTABLE | NO | NO | OPERATIONS | 00105-G38 | 00105-38 | BUILDING | ELECTRONIC | PLC | UNIT 4 SPEED SWITCH CABINET
| 11756650 | U4 SPEED SWITCH PLC B | 2620 | Seven Sisters G.S. | 00105H-CMS-PLC-U04 | CMS - UNIT 4 PLC SYSTEM | MODICON | 31980341978 | MICRO | NEW | INST | 1 | [6 empty] | ICSCSRM |  |  |  | LOGIC CONTROLLER | 0 |  |  | MICRO 612-00 |  |  | 2620 | [7 empty] | PLC | [32 empty] | GENERATION | MOES | CAT | HIGH | HIGH TRUST | FIRMWARE | YES | NO | NO | NO | YES | YES | ROUTABLE | NO | NO | OPERATIONS | 00105-G39 | 00105-39 | BUILDING | ELECTRONIC | PLC | UNIT 4 SPEED SWITCH CABINET
| 11395349 | U-4 STATOR COOLING MOTOR OPERATED VALVE | 2620 | Seven Sisters G.S. | 00105H-U04-GEN-CLS | UNIT 04 GENERATOR COOLING SYSTEM | REQ | REQ | REQ | 154999 | INST | 1 | UNIT 4 | [5 empty] | STANDARD |  |  |  | VALVE | 0 | UNIT 4 |  |  |  |  | 2620 | [7 empty] | VLV |  |  |  | 64212 | 154999
| 11395350 | U-4 TAILWATER AIR SUPPLY PRESSURE SWITCH | 2620 | Seven Sisters G.S. | 00105H-U04-TUR-WSD-TWD | UNIT 4 TAIL WATER DEPRESSION | SOR INC. | 97-06-1206 | 6NN-K5-N4-C1A-CS | 109592 | INST | 1 | UNIT 4 | [5 empty] | STANDARD |  |  |  | CONTROL INPUT | 0 | UNIT 4 |  |  |  |  | 2620 | [7 empty] | CIN |  |  |  | 75150 | 109592 | data not found
| 11395351 | U-4 TAILWATER DEPRESSION MAIN AIR VALVE | 2620 | Seven Sisters G.S. | 00105H-U04-TUR-WSD-TWD | UNIT 4 TAIL WATER DEPRESSION | KITZ |  | DAS-524 | 109631 | INST | 1 | UNIT 4 | [5 empty] | STANDARD |  |  |  | VALVE | 0 | UNIT 4 |  |  |  |  | 2620 | [7 empty] | VLV |  |  |  | 75150 | 109631 | data not found
| 11395390 | U4 TAILWATER DEPRESSION MAKEUP AIR VALVE | 2620 | Seven Sisters G.S. | 00105H-U04-TUR-WSD-TWD | UNIT 4 TAIL WATER DEPRESSION | KITZ | REQ | DAS-313 | 109632 | INST | 1 | UNIT 4 | [5 empty] | STANDARD |  |  |  | VALVE | 0 | UNIT 4 |  |  |  |  | 2620 | [7 empty] | VLV |  |  |  | 75150 | 109632 | data not found
| 11395352 | U-4 THRUST BRG COOLING WATER FLOW METER | 2620 | Seven Sisters G.S. | 00105H-U04-GEN-BRG-TBR | UNIT 4 GENERATOR THRUST BEARING | ROSEMOUNT INC. | REQ | REQ | 138390 | INST | 1 | UNIT 4 | [5 empty] | STANDARD |  |  |  | METER | 0 | UNIT 4 |  |  |  |  | 2620 | [7 empty] | MET |  |  |  | 64214 | 138390 | data not found
| 11395353 | U-4 THRUST BRG COOLING WATER VALVE | 2620 | Seven Sisters G.S. | 00105H-U04-GEN-BRG-TBR | UNIT 4 GENERATOR THRUST BEARING |  |  |  | 109671 | INST | 1 | UNIT 4 | [5 empty] | STANDARD |  |  |  | VALVE | 0 | UNIT 4 |  |  |  |  | 2620 | [7 empty] | VLV |  |  |  | 64214 | 109671 | data not found
| 11395354 | U-4 TURBINE BRG COOLING WATER FLOW METER | 2620 | Seven Sisters G.S. | 00105H-U04-TUR-GBR | UNIT 4 TURBINE GUIDE BEARING | ROSEMOUNT INC. |  |  | 160558 | INST | 1 | UNIT 4 | [5 empty] | STANDARD |  |  |  | METER | 0 | UNIT 4 |  |  |  |  | 2620 | [7 empty] | MET |  |  |  | 64110 | 160558
| 11756613 | U4 VIBRATION MONITORING CABINET | 2620 | Seven Sisters G.S. | 00105H-CMS-CNT-AGV | CMS - AIR GAP & VIBRATION MONITORING |  |  |  |  | INST | 1 | [10 empty] | CONTROL AND MON SYS | 0 | [5 empty] | 2620 | [7 empty] | CNM
| 11756618 | U4 VIBRATION MONITORING NETWORK CARD | 2620 | Seven Sisters G.S. | 00105H-CMS-CNT-AGV | CMS - AIR GAP & VIBRATION MONITORING | BENTLY NEVADA | 08F00PCR |  |  | ASEQ | 1 | [6 empty] | ICSCSRM |  |  |  | CIRCUIT BOARD | 0 | [5 empty] | 2620 |  |  |  | 11756613 | U4 VIBRATION MONITORING CABINET |  |  | CBO | [32 empty] | GENERATION | MOES | CAT | MINIMAL | HIGH TRUST | FIRMWARE | UNKNOWN | NO | NO | NO | YES | YES | ROUTABLE | NO | NO | OPERATIONS | 00105-G17 | 00105-17 | BUILDING | ELECTRONIC | PLC | UNIT 4 VIBARTION PANEL
| 11397247 | U4 WICKET GATE LIMIT POSITION TXER | 2620 | Seven Sisters G.S. | 00105H-U04-TUR-GOV-CNT | UNIT 4 GOVERNOR CONTROL | JORDAN CONTROLS |  | PT1430 | 153446 | ASEQ | 1 | UNIT 4 | [5 empty] | STANDARD |  |  |  | CONTROL INPUT | 0 | UNIT 4 |  |  |  |  | 2620 |  |  |  | 11395613 | UNIT 4 GOVERNOR ACTUATOR |  |  | CIN |  |  |  | 41723 | 153446 | data not found
| 11397248 | U4 WICKET GATE POSITION TRANSMITTER | 2620 | Seven Sisters G.S. | 00105H-U04-TUR-GOV-CNT | UNIT 4 GOVERNOR CONTROL | JORDAN CONTROLS |  | PT1430 | 109663 | ASEQ | 1 | UNIT 4 | [5 empty] | STANDARD |  |  |  | CONTROL INPUT | 0 | UNIT 4 |  |  |  |  | 2620 |  |  |  | 11395613 | UNIT 4 GOVERNOR ACTUATOR |  |  | CIN |  |  |  | 41723 | 109663 | data not found
| 11395392 | U5 & U6 GOV AREA WET PIPE SPRINKLER SYS | 2620 | Seven Sisters G.S. | 00105H-BPA-FPS-FWS-DST-SPR-WET | FIRE WATER WET PIPE SPRINKLER SYSTEM |  |  |  | 123626 | INST | 1 |  | FIRE |  |  |  |  | STANDARD |  |  |  | SPRINKLER SYSTEM | 0 | [5 empty] | 2620 | [7 empty] | SPR |  |  |  | 78150 | 123626 | data not found
| 11397238 | U-5 ACCUM TANK LOW OIL PRESSURE SWITCH | 2620 | Seven Sisters G.S. | 00105H-U05-TUR-GOV-OPR-TNK | UNIT 5 GOVERNOR SYS PRESS VESSELS | MERCOID CORPORATION | 38731521 | DA31-156 R9 | 109458 | ASEQ | 1 | UNIT 5 | [5 empty] | STANDARD |  |  |  | CONTROL INPUT | 0 | UNIT 5 |  |  |  |  | 2620 |  |  |  | 11395665 | UNIT 5 GOV OIL ACCUMULATOR TANK |  |  | CIN |  |  |  | 41723 | 109458 | data not found
| 11885569 | U-5 ACCUM TANK PRESSURE RELIEF VALVE | 2620 | Seven Sisters G.S. | 00105H-U05-TUR-GOV-OPR-TNK | UNIT 5 GOVERNOR SYS PRESS VESSELS | REQ |  | REQ |  | ASEQ | 1 | UNIT 5 | PSQC |  |  |  |  | PSEPRD_RECLOSING |  |  |  | PRESSURE RELIEF VLV | 0 | UNIT 5 |  |  |  |  | 2620 |  |  |  | 11395665 | UNIT 5 GOV OIL ACCUMULATOR TANK |  |  | PRV
| 11756640 | U5 AVR CONTROLLER A | 2620 | Seven Sisters G.S. | 00105H-U05-GEN-EXC-VRG-CNL | UNIT 05 GENERATOR AVR - CONTROL SYSTEM | ABB | 04061424A8458206 | DCS500 | NEW | INST | 1 | UNIT 5 | [5 empty] | ICSCSRM |  |  |  | CONVERTER | 0 | UNIT 5 |  | DCS501B0075-41-2100000 |  |  | 2620 | [7 empty] | CVR | [32 empty] | GENERATION | MOES | CAT | HIGH | HIGH TRUST | FIRMWARE | UNKNOWN | NO | NO | NO | YES | YES | ROUTABLE | NO | NO | OPERATIONS | 00105-G27 | 00105-27 | BUILDING | ELECTRONIC | EXCITER | UNIT 5 AVR PANEL
| 11756641 | U5 AVR CONTROLLER B | 2620 | Seven Sisters G.S. | 00105H-U05-GEN-EXC-VRG-CNL | UNIT 05 GENERATOR AVR - CONTROL SYSTEM | ABB | 04061424A8458207 | DCS500 | NEW | INST | 1 | UNIT 5 | [5 empty] | ICSCSRM |  |  |  | CONVERTER | 0 | UNIT 5 |  | DCS501B0075-41-2100000 |  |  | 2620 | [7 empty] | CVR | [32 empty] | GENERATION | MOES | CAT | HIGH | HIGH TRUST | FIRMWARE | UNKNOWN | NO | NO | NO | YES | YES | ROUTABLE | NO | NO | OPERATIONS | 00105-G28 | 00105-28 | BUILDING | ELECTRONIC | EXCITER | UNIT 5 AVR PANEL
| 11397239 | U-5 HIGH PRESSURE LIFT PRESSURE SWITCH | 2620 | Seven Sisters G.S. | 00105H-U05-GEN-BRG-TBR-OPR | UNIT 5 GENERATOR THRUST BRG HP LIFT | REQ | REQ | REQ | 150635 | ASEQ | 1 | UNIT 5 | [5 empty] | STANDARD |  |  |  | CONTROL INPUT | 0 | UNIT 5 |  |  |  |  | 2620 |  |  |  | 11395678 | UNIT 5 HIGH PRESSURE OIL LIFT PUMP |  |  | CIN |  |  |  | 42171 | 150635 | data not found
| 11395355 | U-5 RUNNER CHAMBER AIR PRESSURE XDUCER | 2620 | Seven Sisters G.S. | 00105H-U05-TUR-WSD-TWD | UNIT 5 TAIL WATER DEPRESSION | ROSEMOUNT INC. | 383726 | 3051 TG3A2B21AB406 | 109515 | INST | 1 | UNIT 5 | [5 empty] | STANDARD |  |  |  | CONTROL INPUT | 0 | UNIT 5 |  |  |  |  | 2620 | [7 empty] | CIN |  |  |  | 60620 | 109515 | data not found
| 11756651 | U5 SPEED SWITCH PLC | 2620 | Seven Sisters G.S. | 00105H-CMS-PLC-U05 | CMS - UNIT 5 PLC SYSTEM | GE FANUC | L137797 | CPE 330 | NEW | INST | 1 | [6 empty] | ICSCSRM |  |  |  | LOGIC CONTROLLER | 0 |  |  | IC695CPE330 |  |  | 2620 | [7 empty] | PLC | [32 empty] | GENERATION | MOES | CAT | HIGH | HIGH TRUST | FIRMWARE | YES | NO | NO | NO | YES | YES | ROUTABLE | NO | NO | OPERATIONS | 00105-G40 | 00105-40 | BUILDING | ELECTRONIC | PLC | UNIT 5 SPEED SWITCH CABINET | 9.7
| 11395356 | U-5 STATOR COOLING MOTOR OPERATED VALVE | 2620 | Seven Sisters G.S. | 00105H-U05-GEN-CLS | UNIT 05 GENERATOR COOLING SYSTEM | REQ | REQ | REQ | 155000 | INST | 1 | UNIT 5 | [5 empty] | STANDARD |  |  |  | VALVE | 0 | UNIT 5 |  |  |  |  | 2620 | [7 empty] | VLV |  |  |  | 64212 | 155000
| 11395357 | U-5 TAILWATER AIR SUPPLY PRESSURE SWITCH | 2620 | Seven Sisters G.S. | 00105H-U05-TUR-WSD-TWD | UNIT 5 TAIL WATER DEPRESSION | SOR INC. | 97-06-1209 | 6NN-K5-N4-C1A-CS | 109445 | INST | 1 | UNIT 5 | [5 empty] | STANDARD |  |  |  | CONTROL INPUT | 0 | UNIT 5 |  |  |  |  | 2620 | [7 empty] | CIN |  |  |  | 75150 | 109445 | data not found
| 11395358 | U-5 TAILWATER DEPRESSION MAIN AIR VALVE | 2620 | Seven Sisters G.S. | 00105H-U05-TUR-WSD-TWD | UNIT 5 TAIL WATER DEPRESSION | KITZ |  | DAS-524 | 109446 | INST | 1 | UNIT 5 | [5 empty] | STANDARD |  |  |  | VALVE | 0 | UNIT 5 |  |  |  |  | 2620 | [7 empty] | VLV |  |  |  | 75150 | 109446 | data not found
| 11395393 | U5 TAILWATER DEPRESSION MAKEUP AIR VALVE | 2620 | Seven Sisters G.S. | 00105H-U05-TUR-WSD-TWD | UNIT 5 TAIL WATER DEPRESSION | KITZ | 15 | DAS-313 | 109447 | INST | 1 | UNIT 5 | [5 empty] | STANDARD |  |  |  | VALVE | 0 | UNIT 5 |  |  |  |  | 2620 | [7 empty] | VLV |  |  |  | 75150 | 109447 | data not found
| 11395359 | U-5 THRUST BRG COOLING WATER FLOW METER | 2620 | Seven Sisters G.S. | 00105H-U05-GEN-BRG-TBR | UNIT 5 GENERATOR THRUST BEARING | ROSEMOUNT INC. | 0860102368 | 8732CT03NOM4L1 | 124902 | INST | 1 | UNIT 5 | [5 empty] | STANDARD |  |  |  | METER | 0 | UNIT 5 |  |  |  |  | 2620 | [7 empty] | MET |  |  |  | 64214 | 124902 | data not found
| 11395360 | U-5 THRUST BRG COOLING WATER VALVE | 2620 | Seven Sisters G.S. | 00105H-U05-GEN-BRG-TBR | UNIT 5 GENERATOR THRUST BEARING |  |  |  | 109481 | INST | 1 | UNIT 5 | [5 empty] | STANDARD |  |  |  | VALVE | 0 | UNIT 5 |  |  |  |  | 2620 | [7 empty] | VLV |  |  |  | 64214 | 109481 | data not found
| 11395361 | U-5 TURBINE BRG COOLING WATER FLOW METER | 2620 | Seven Sisters G.S. | 00105H-U05-TUR-GBR | UNIT 5 TURBINE GUIDE BEARING | ROSEMOUNT INC. |  |  | 160559 | INST | 1 | UNIT 5 | [5 empty] | STANDARD |  |  |  | METER | 0 | UNIT 5 |  |  |  |  | 2620 | [7 empty] | MET |  |  |  | 64110 | 160559
| 11756614 | U5 VIBRATION MONITORING CABINET | 2620 | Seven Sisters G.S. | 00105H-CMS-CNT-AGV | CMS - AIR GAP & VIBRATION MONITORING |  |  |  |  | INST | 1 | [10 empty] | CONTROL AND MON SYS | 0 | [5 empty] | 2620 | [7 empty] | CNM
| 11756619 | U5 VIBRATION MONITORING NETWORK CARD | 2620 | Seven Sisters G.S. | 00105H-CMS-CNT-AGV | CMS - AIR GAP & VIBRATION MONITORING | BENTLY NEVADA | 10K00BUS |  |  | ASEQ | 1 | [6 empty] | ICSCSRM |  |  |  | CIRCUIT BOARD | 0 | [5 empty] | 2620 |  |  |  | 11756614 | U5 VIBRATION MONITORING CABINET |  |  | CBO | [32 empty] | GENERATION | MOES | CAT | MINIMAL | HIGH TRUST | FIRMWARE | UNKNOWN | NO | NO | NO | YES | YES | ROUTABLE | NO | NO | OPERATIONS | 00105-G18 | 00105-18 | BUILDING | ELECTRONIC | PLC | UNIT 5 VIBRATION PANEL
| 11397249 | U5 WICKET GATE LIMIT POSITION TXER | 2620 | Seven Sisters G.S. | 00105H-U05-TUR-GOV-CNT | UNIT 5 GOVERNOR CONTROL | JORDAN CONTROLS |  | PT1430 | 153281 | ASEQ | 1 | UNIT 5 | [5 empty] | STANDARD |  |  |  | CONTROL INPUT | 0 | UNIT 5 |  |  |  |  | 2620 |  |  |  | 11395668 | UNIT 5 GOVERNOR ACTUATOR |  |  | CIN |  |  |  | 41723 | 153281 | data not found
| 11397250 | U5 WICKET GATE POSITION TRANSMITTER | 2620 | Seven Sisters G.S. | 00105H-U05-TUR-GOV-CNT | UNIT 5 GOVERNOR CONTROL | TEMPOSONICS | 90347593 | RPV0750MR301A011150 | 153282 | ASEQ | 1 | UNIT 5 | [5 empty] | STANDARD |  |  |  | CONTROL INPUT | 0 | UNIT 5 |  |  |  |  | 2620 |  |  |  | 11395669 | UNIT 5 GOVERNOR SERVOMOTOR |  |  | CIN |  |  |  | 41723 | 153282 | data not found
| 11397240 | U-6 ACCUM TANK LOW OIL PRESSURE SWITCH | 2620 | Seven Sisters G.S. | 00105H-U06-TUR-GOV-OPR-TNK | UNIT 6 GOVERNOR SYS PRESS VESSELS | MERCOID CORPORATION | 30725357 | DA31-156 R9 | 109792 | ASEQ | 1 | UNIT 6 | [5 empty] | STANDARD |  |  |  | CONTROL INPUT | 0 | UNIT 6 |  |  |  |  | 2620 |  |  |  | 11395733 | UNIT 6 GOV OIL ACCUMULATOR TANK |  |  | CIN |  |  |  | 41723 | 109792 | data not found
| 11885570 | U-6 ACCUM TANK PRESSURE RELIEF VALVE | 2620 | Seven Sisters G.S. | 00105H-U06-TUR-GOV-OPR-TNK | UNIT 6 GOVERNOR SYS PRESS VESSELS | REQ |  | REQ |  | ASEQ | 1 | UNIT 6 | PSQC |  |  |  |  | PSEPRD_RECLOSING |  |  |  | PRESSURE RELIEF VLV | 0 | UNIT 6 |  |  |  |  | 2620 |  |  |  | 11395733 | UNIT 6 GOV OIL ACCUMULATOR TANK |  |  | PRV
| 11756642 | U6 AVR CONTROLLER A | 2620 | Seven Sisters G.S. | 00105H-U06-GEN-EXC-VRG-PLC | UNIT 6 GENERATOR VOLTAGE REGULATOR PLC | ABB | 04061424A8458208 | DCS500 | NEW | INST | 1 | UNIT 6 | [5 empty] | ICSCSRM |  |  |  | CONVERTER | 0 | UNIT 6 |  | DCS501B0075-41-2100000 |  |  | 2620 | [7 empty] | CVR | [32 empty] | GENERATION | MOES | CAT | HIGH | HIGH TRUST | FIRMWARE | UNKNOWN | NO | NO | NO | YES | YES | ROUTABLE | NO | NO | OPERATIONS | 00105-G29 | 00105-29 | BUILDING | ELECTRONIC | EXCITER | UNIT 6 AVR PANEL
| 11756643 | U6 AVR CONTROLLER B | 2620 | Seven Sisters G.S. | 00105H-U06-GEN-EXC-VRG-PLC | UNIT 6 GENERATOR VOLTAGE REGULATOR PLC | ABB | 04061424A8458209 | DCS500 | NEW | INST | 1 | UNIT 6 | [5 empty] | ICSCSRM |  |  |  | CONVERTER | 0 | UNIT 6 |  | DCS501B0075-41-2100000 |  |  | 2620 | [7 empty] | CVR | [32 empty] | GENERATION | MOES | CAT | HIGH | HIGH TRUST | FIRMWARE | UNKNOWN | NO | NO | NO | YES | YES | ROUTABLE | NO | NO | OPERATIONS | 00105-G30 | 00105-30 | BUILDING | ELECTRONIC | EXCITER | UNIT 6 AVR PANEL
| 11395362 | U-6 RUNNER CHAMBER AIR PRESSURE XDUCER | 2620 | Seven Sisters G.S. | 00105H-U06-TUR-WSD-TWD | UNIT 6 TAIL WATER DEPRESSION | ROSEMOUNT INC. | 383721 | 3051 TG3A2B21AB406 | 109859 | INST | 1 | UNIT 6 | [5 empty] | STANDARD |  |  |  | CONTROL INPUT | 0 | UNIT 6 |  |  |  |  | 2620 | [7 empty] | CIN |  |  |  | 60620 | 109859 | data not found
| 11395363 | U-6 TAILWATER AIR SUPPLY PRESSURE SWITCH | 2620 | Seven Sisters G.S. | 00105H-U06-TUR-WSD-TWD | UNIT 6 TAIL WATER DEPRESSION | SOR INC. | 97-06-1211 | 6NN-K5-N4-C1A-CS | 109739 | INST | 1 | UNIT 6 | [5 empty] | STANDARD |  |  |  | CONTROL INPUT | 0 | UNIT 6 |  |  |  |  | 2620 | [7 empty] | CIN |  |  |  | 75150 | 109739 | data not found
| 11395364 | U-6 TAILWATER DEPRESSION MAIN AIR VALVE | 2620 | Seven Sisters G.S. | 00105H-U06-TUR-WSD-TWD | UNIT 6 TAIL WATER DEPRESSION | KITZ |  | DAS-524 | 109740 | INST | 1 | UNIT 6 | [5 empty] | STANDARD |  |  |  | VALVE | 0 | UNIT 6 |  |  |  |  | 2620 | [7 empty] | VLV |  |  |  | 75150 | 109740 | data not found
| 11395395 | U6 TAILWATER DEPRESSION MAKEUP AIR VALVE | 2620 | Seven Sisters G.S. | 00105H-U06-TUR-WSD-TWD | UNIT 6 TAIL WATER DEPRESSION | KITZ | 4 | DAS-313 | 109742 | INST | 1 | UNIT 6 | [5 empty] | STANDARD |  |  |  | VALVE | 0 | UNIT 6 |  |  |  |  | 2620 | [7 empty] | VLV |  |  |  | 75150 | 109742 | data not found
| 11395365 | U-6 THRUST BRG COOLING WATER FLOW METER | 2620 | Seven Sisters G.S. | 00105H-U06-GEN-BRG-TBR | UNIT 6 GENERATOR THRUST BEARING | ROSEMOUNT INC. | 0860102373 | 8732CT03NOM4L1 | 124903 | INST | 1 | UNIT 6 | [5 empty] | STANDARD |  |  |  | METER | 0 | UNIT 6 |  |  |  |  | 2620 | [7 empty] | MET |  |  |  | 64214 | 124903 | data not found
| 11395366 | U-6 THRUST BRG COOLING WATER VALVE | 2620 | Seven Sisters G.S. | 00105H-U06-GEN-BRG-TBR | UNIT 6 GENERATOR THRUST BEARING |  |  |  | 109843 | INST | 1 | UNIT 6 | [5 empty] | STANDARD |  |  |  | VALVE | 0 | UNIT 6 |  |  |  |  | 2620 | [7 empty] | VLV |  |  |  | 64214 | 109843 | data not found
| 11395367 | U-6 TURBINE BRG COOLING WATER FLOW METER | 2620 | Seven Sisters G.S. | 00105H-U06-TUR-GBR | UNIT 6 TURBINE GUIDE BEARING | ROSEMOUNT INC. |  |  | 160560 | INST | 1 | UNIT 6 | [5 empty] | STANDARD |  |  |  | METER | 0 | UNIT 6 |  |  |  |  | 2620 | [7 empty] | MET |  |  |  | 64110 | 160560
| 11397251 | U6 WICKET GATE LIMIT POSITION TXER | 2620 | Seven Sisters G.S. | 00105H-U06-TUR-GOV-CNT | UNIT 6 GOVERNOR CONTROL | JORDAN CONTROLS |  | PT1430 | 153448 | ASEQ | 1 | UNIT 6 | [5 empty] | STANDARD |  |  |  | CONTROL INPUT | 0 | UNIT 6 |  |  |  |  | 2620 |  |  |  | 11395736 | UNIT 6 GOVERNOR ACTUATOR |  |  | CIN |  |  |  | 41723 | 153448 | data not found
| 11397252 | U6 WICKET GATE POSITION TRANSMITTER | 2620 | Seven Sisters G.S. | 00105H-U06-TUR-GOV-CNT | UNIT 6 GOVERNOR CONTROL | JORDAN CONTROLS |  | PT1430 | 109820 | ASEQ | 1 | UNIT 6 | [5 empty] | STANDARD |  |  |  | CONTROL INPUT | 0 | UNIT 6 |  |  |  |  | 2620 |  |  |  | 11395736 | UNIT 6 GOVERNOR ACTUATOR |  |  | CIN |  |  |  | 41723 | 109820 | data not found
| 11394924 | UNIT 01 CURRENT XFM CT102 A1 PH | 2620 | Seven Sisters G.S. | 00105H-BPE-USY-U01-CTX | UNIT 1 CURRENT TRANSFORMERS | TPM | W8791 | SP364-B | 156183 | INST | 1 | UNIT 1 | NERC | 2013 |  |  |  | STANDARD | 5 |  |  | CURRENT TRANSFORMER | 0 | UNIT 1 |  |  |  |  | 2620 | [7 empty] | CTX |  |  |  | 52250 | 156183 | INSULATING | PCSCT04 |  |  | DRY TYPE
| 11394925 | UNIT 01 CURRENT XFM CT102 A2 PH | 2620 | Seven Sisters G.S. | 00105H-BPE-USY-U01-CTX | UNIT 1 CURRENT TRANSFORMERS | TPM | REQ | SP364-B | 156186 | INST | 1 | UNIT 1 | NERC | 2013 |  |  |  | STANDARD |  |  |  | CURRENT TRANSFORMER | 0 | UNIT 1 |  |  |  |  | 2620 | [7 empty] | CTX |  |  |  | 52250 | 156186 | INSULATING | PCSCT04 |  |  | DRY TYPE
| 11394926 | UNIT 01 CURRENT XFM CT102 B1 PH | 2620 | Seven Sisters G.S. | 00105H-BPE-USY-U01-CTX | UNIT 1 CURRENT TRANSFORMERS | TPM | W8790 | SP364-B | 156184 | INST | 1 | UNIT 1 | NERC | 2013 |  |  |  | STANDARD | 5 |  |  | CURRENT TRANSFORMER | 0 | UNIT 1 |  |  |  |  | 2620 | [7 empty] | CTX |  |  |  | 52250 | 156184 | INSULATING | PCSCT04 |  |  | DRY TYPE
| 11394927 | UNIT 01 CURRENT XFM CT102 B2 PH | 2620 | Seven Sisters G.S. | 00105H-BPE-USY-U01-CTX | UNIT 1 CURRENT TRANSFORMERS | TPM | REQ | SP364-B | 156187 | INST | 1 | UNIT 1 | NERC | 2013 |  |  |  | STANDARD |  |  |  | CURRENT TRANSFORMER | 0 | UNIT 1 |  |  |  |  | 2620 | [7 empty] | CTX |  |  |  | 52250 | 156187 | INSULATING | PCSCT04 |  |  | DRY TYPE
| 11394928 | UNIT 01 CURRENT XFM CT102 C1 PH | 2620 | Seven Sisters G.S. | 00105H-BPE-USY-U01-CTX | UNIT 1 CURRENT TRANSFORMERS | TPM | W8789 | SP364-B | 156185 | INST | 1 | UNIT 1 | NERC | 2013 |  |  |  | STANDARD | 5 |  |  | CURRENT TRANSFORMER | 0 | UNIT 1 |  |  |  |  | 2620 | [7 empty] | CTX |  |  |  | 52250 | 156185 | data not found | PCSCT04 |  |  | DRY TYPE
| 11394929 | UNIT 01 CURRENT XFM CT102 C2 PH | 2620 | Seven Sisters G.S. | 00105H-BPE-USY-U01-CTX | UNIT 1 CURRENT TRANSFORMERS | TPM | REQ | SP364-B | 156188 | INST | 1 | UNIT 1 | NERC | 2013 |  |  |  | STANDARD |  |  |  | CURRENT TRANSFORMER | 0 | UNIT 1 |  |  |  |  | 2620 | [7 empty] | CTX |  |  |  | 52250 | 156188 | INSULATING | PCSCT04 |  |  | DRY TYPE
| 11394930 | UNIT 01 CURRENT XFM CT103 A PH | 2620 | Seven Sisters G.S. | 00105H-BPE-USY-U01-CTX | UNIT 1 CURRENT TRANSFORMERS | POLYCAST | 64389-16 | PCW15 SERIES | 156189 | INST | 1 | UNIT 1 | [5 empty] | STANDARD |  |  |  | CURRENT TRANSFORMER | 0 | UNIT 1 |  |  |  |  | 2620 | [7 empty] | CTX |  |  |  | 52250 | 156189 | INSULATING | PCSCT04 |  |  | DRY TYPE
| 11394931 | UNIT 01 CURRENT XFM CT103 B PH | 2620 | Seven Sisters G.S. | 00105H-BPE-USY-U01-CTX | UNIT 1 CURRENT TRANSFORMERS | POLYCAST | 15158-26 | PCW15 SERIES | 156190 | INST | 1 | UNIT 1 | [5 empty] | STANDARD |  |  |  | CURRENT TRANSFORMER | 0 | UNIT 1 |  |  |  |  | 2620 | [7 empty] | CTX |  |  |  | 52250 | 156190 | INSULATING | PCSCT04 |  |  | DRY TYPE
| 11394932 | UNIT 01 CURRENT XFM CT103 C PH | 2620 | Seven Sisters G.S. | 00105H-BPE-USY-U01-CTX | UNIT 1 CURRENT TRANSFORMERS | POLYCAST | 15158-10 | PCW15 SERIES | 156191 | INST | 1 | UNIT 1 | [5 empty] | STANDARD |  |  |  | CURRENT TRANSFORMER | 0 | UNIT 1 |  |  |  |  | 2620 | [7 empty] | CTX |  |  |  | 52250 | 156191 | data not found | PCSCT04 |  |  | DRY TYPE
| 11394933 | UNIT 01 CURRENT XFM CT104 A PH | 2620 | Seven Sisters G.S. | 00105H-BPE-USY-U01-CTX | UNIT 1 CURRENT TRANSFORMERS | POLYCAST | 64389-17 | PCW15 SERIES | 156192 | INST | 1 | UNIT 1 | NERC |  |  |  |  | STANDARD |  |  |  | CURRENT TRANSFORMER | 0 | UNIT 1 |  |  |  |  | 2620 | [7 empty] | CTX |  |  |  | 52250 | 156192 | INSULATING | PCSCT04 |  |  | DRY TYPE
| 11394934 | UNIT 01 CURRENT XFM CT104 B PH | 2620 | Seven Sisters G.S. | 00105H-BPE-USY-U01-CTX | UNIT 1 CURRENT TRANSFORMERS | POLYCAST | 15158-14 | PCW15 SERIES | 156193 | INST | 1 | UNIT 1 | NERC |  |  |  |  | STANDARD |  |  |  | CURRENT TRANSFORMER | 0 | UNIT 1 |  |  |  |  | 2620 | [7 empty] | CTX |  |  |  | 52250 | 156193 | INSULATING | PCSCT04 |  |  | DRY TYPE
| 11394935 | UNIT 01 CURRENT XFM CT104 C PH | 2620 | Seven Sisters G.S. | 00105H-BPE-USY-U01-CTX | UNIT 1 CURRENT TRANSFORMERS | POLYCAST | 15158-12 | PCW15 SERIES | 156194 | INST | 1 | UNIT 1 | NERC |  |  |  |  | STANDARD |  |  |  | CURRENT TRANSFORMER | 0 | UNIT 1 |  |  |  |  | 2620 | [7 empty] | CTX |  |  |  | 52250 | 156194 | INSULATING | PCSCT04 |  |  | DRY TYPE
| 11394936 | UNIT 01 CURRENT XFM CT105 A PH | 2620 | Seven Sisters G.S. | 00105H-BPE-USY-U01-CTX | UNIT 1 CURRENT TRANSFORMERS | POLYCAST | 64389-18 | PCW15 SERIES | 156195 | INST | 1 | UNIT 1 | NERC |  |  |  |  | STANDARD |  |  |  | CURRENT TRANSFORMER | 0 | UNIT 1 |  |  |  |  | 2620 | [7 empty] | CTX |  |  |  | 52250 | 156195 | INSULATING | PCSCT04 |  |  | DRY TYPE
| 11394937 | UNIT 01 CURRENT XFM CT105 B PH | 2620 | Seven Sisters G.S. | 00105H-BPE-USY-U01-CTX | UNIT 1 CURRENT TRANSFORMERS | POLYCAST | 15158-27 | PCW15 SERIES | 156196 | INST | 1 | UNIT 1 | NERC |  |  |  |  | STANDARD |  |  |  | CURRENT TRANSFORMER | 0 | UNIT 1 |  |  |  |  | 2620 | [7 empty] | CTX |  |  |  | 52250 | 156196 | INSULATING | PCSCT04 |  |  | DRY TYPE
| 11394938 | UNIT 01 CURRENT XFM CT105 C PH | 2620 | Seven Sisters G.S. | 00105H-BPE-USY-U01-CTX | UNIT 1 CURRENT TRANSFORMERS | POLYCAST | 15158-2 | PCW15 SERIES | 156197 | INST | 1 | UNIT 1 | NERC |  |  |  |  | STANDARD |  |  |  | CURRENT TRANSFORMER | 0 | UNIT 1 |  |  |  |  | 2620 | [7 empty] | CTX |  |  |  | 52250 | 156197 | data not found | PCSCT04 |  |  | DRY TYPE
| 11394939 | UNIT 01 CURRENT XFM CT106 A PH | 2620 | Seven Sisters G.S. | 00105H-BPE-USY-U01-CTX | UNIT 1 CURRENT TRANSFORMERS | REQ | REQ | REQ | 156198 | INST | 1 | UNIT 1 | [5 empty] | STANDARD |  |  |  | CURRENT TRANSFORMER | 0 | UNIT 1 |  |  |  |  | 2620 | [7 empty] | CTX |  |  |  | 52250 | 156198 | INSULATING | PCSCT04 |  |  | DRY TYPE
| 11394940 | UNIT 01 CURRENT XFM CT106 B PH | 2620 | Seven Sisters G.S. | 00105H-BPE-USY-U01-CTX | UNIT 1 CURRENT TRANSFORMERS | REQ | REQ | REQ | 156199 | INST | 1 | UNIT 1 | [5 empty] | STANDARD |  |  |  | CURRENT TRANSFORMER | 0 | UNIT 1 |  |  |  |  | 2620 | [7 empty] | CTX |  |  |  | 52250 | 156199 | INSULATING | PCSCT04 |  |  | OIL
| 11394941 | UNIT 01 CURRENT XFM CT106 C PH | 2620 | Seven Sisters G.S. | 00105H-BPE-USY-U01-CTX | UNIT 1 CURRENT TRANSFORMERS | REQ | REQ | REQ | 156200 | INST | 1 | UNIT 1 | [5 empty] | STANDARD |  |  |  | CURRENT TRANSFORMER | 0 | UNIT 1 |  |  |  |  | 2620 | [7 empty] | CTX |  |  |  | 52250 | 156200 | INSULATING | PCSCT04 |  |  | OIL
| 11395416 | UNIT 01 GENERATOR SLIP RINGS | 2620 | Seven Sisters G.S. | 00105H-U01-GEN-EXC-SLR | UNIT 01 GENERATOR SLIPRINGS | CANADIAN GENERAL ELECTRIC LTD |  |  | 106963 | INST | 1 | UNIT 1 | [5 empty] | STANDARD |  |  |  | SLIP RING | 0 | UNIT 1 |  |  |  |  | 2620 | [7 empty] | SLR |  |  |  | 42114 | 106963 | data not found |  | SLR | GEN
| 11394921 | UNIT 01 NEUTRAL BUS CURRENT XFM CT101 A | 2620 | Seven Sisters G.S. | 00105H-U01-GEN-CTX | UNIT 01 GENERATOR CURRENT TRANSFORMERS | CANADIAN GENERAL ELECTRIC LTD | REQ | REQ | 156180 | INST | 1 | UNIT 1 | NERC |  |  |  |  | STANDARD |  |  |  | CURRENT TRANSFORMER | 0 | UNIT 1 |  |  |  |  | 2620 | [7 empty] | CTX |  |  |  | 52250 | 156180 | INSULATING | PCSCT04 |  |  | DRY TYPE
| 11394922 | UNIT 01 NEUTRAL BUS CURRENT XFM CT101 B | 2620 | Seven Sisters G.S. | 00105H-U01-GEN-CTX | UNIT 01 GENERATOR CURRENT TRANSFORMERS | CANADIAN GENERAL ELECTRIC LTD | REQ | REQ | 156181 | INST | 1 | UNIT 1 | NERC |  |  |  |  | STANDARD |  |  |  | CURRENT TRANSFORMER | 0 | UNIT 1 |  |  |  |  | 2620 | [7 empty] | CTX |  |  |  | 52250 | 156181 | data not found | PCSCT04 |  |  | DRY TYPE |  |  | LITRES
| 11394923 | UNIT 01 NEUTRAL BUS CURRENT XFM CT101 C | 2620 | Seven Sisters G.S. | 00105H-U01-GEN-CTX | UNIT 01 GENERATOR CURRENT TRANSFORMERS | CANADIAN GENERAL ELECTRIC LTD | REQ | REQ | 156182 | INST | 1 | UNIT 1 | NERC |  |  |  |  | STANDARD |  |  |  | CURRENT TRANSFORMER | 0 | UNIT 1 |  |  |  |  | 2620 | [7 empty] | CTX |  |  |  | 52250 | 156182 | data not found | PCSCT04 |  |  | DRY TYPE
| 11395426 | UNIT 01 NEUTRAL GROUNDING TRANSFORMER | 2620 | Seven Sisters G.S. | 00105H-U01-GEN-NGX | UNIT 01 GENERATOR NEUTRAL GROUNDING XFM | CANSFIELD ELECTRIC WORKS LTD | 43545 | B | 125137 | INST | 1 | UNIT 1 | [5 empty] | STANDARD |  |  |  | TRANSFORMER | 0 | UNIT 1 |  |  |  |  | 2620 | [7 empty] | XFM |  |  |  | 52200 | 125137 | data not found
| 11916459 | UNIT 01 NEUTRAL XFM CURRENT XFM CT1N1 | 2620 | Seven Sisters G.S. | 00105H-U01-GEN-CTX | UNIT 01 GENERATOR CURRENT TRANSFORMERS | INSTRUMENT TRANSFORMERS INC | REQ | CTW3-60-T50-401 | NEW | INST | 1 | UNIT 1 | NERC |  |  |  |  | STANDARD |  |  |  | CURRENT TRANSFORMER | 0 | UNIT 1 |  |  |  |  | 2620 | [7 empty] | CTX |  |  |  | 52250 | 156309 | INSULATING | PCSCT04 |  |  | DRY TYPE
| 11394948 | UNIT 02 CURRENT XFM CT202 A1 PH | 2620 | Seven Sisters G.S. | 00105H-BPE-USY-U02-CTX | UNIT 2 CURRENT TRANSFORMERS | TPM | W9503 | SP364-B | 156214 | INST | 1 | UNIT 2 | NERC |  |  |  |  | STANDARD |  |  |  | CURRENT TRANSFORMER | 0 | UNIT 2 |  |  |  |  | 2620 | [7 empty] | CTX |  |  |  | 52250 | 156214 | INSULATING | PCSCT04 |  |  | DRY TYPE
| 11394949 | UNIT 02 CURRENT XFM CT202 A2 PH | 2620 | Seven Sisters G.S. | 00105H-BPE-USY-U02-CTX | UNIT 2 CURRENT TRANSFORMERS | TPM | REQ | SP364-B | 156217 | INST | 1 | UNIT 2 | NERC |  |  |  |  | STANDARD |  |  |  | CURRENT TRANSFORMER | 0 | UNIT 2 |  |  |  |  | 2620 | [7 empty] | CTX |  |  |  | 52250 | 156217 | INSULATING | PCSCT04 |  |  | DRY TYPE
| 11394950 | UNIT 02 CURRENT XFM CT202 B1 PH | 2620 | Seven Sisters G.S. | 00105H-BPE-USY-U02-CTX | UNIT 2 CURRENT TRANSFORMERS | TPM | W9506 | SP364-B | 156215 | INST | 1 | UNIT 2 | NERC |  |  |  |  | STANDARD |  |  |  | CURRENT TRANSFORMER | 0 | UNIT 2 |  |  |  |  | 2620 | [7 empty] | CTX |  |  |  | 52250 | 156215 | INSULATING | PCSCT04 |  |  | DRY TYPE
| 11394951 | UNIT 02 CURRENT XFM CT202 B2 PH | 2620 | Seven Sisters G.S. | 00105H-BPE-USY-U02-CTX | UNIT 2 CURRENT TRANSFORMERS | TPM | REQ | SP364-B | 156218 | INST | 1 | UNIT 2 | NERC |  |  |  |  | STANDARD |  |  |  | CURRENT TRANSFORMER | 0 | UNIT 2 |  |  |  |  | 2620 | [7 empty] | CTX |  |  |  | 52250 | 156218 | INSULATING | PCSCT04 |  |  | DRY TYPE
| 11394952 | UNIT 02 CURRENT XFM CT202 C1 PH | 2620 | Seven Sisters G.S. | 00105H-BPE-USY-U02-CTX | UNIT 2 CURRENT TRANSFORMERS | TPM | W9504 | SP364-B | 156216 | INST | 1 | UNIT 2 | NERC |  |  |  |  | STANDARD |  |  |  | CURRENT TRANSFORMER | 0 | UNIT 2 |  |  |  |  | 2620 | [7 empty] | CTX |  |  |  | 52250 | 156216 | INSULATING | PCSCT04 |  |  | DRY TYPE
| 11394953 | UNIT 02 CURRENT XFM CT202 C2 PH | 2620 | Seven Sisters G.S. | 00105H-BPE-USY-U02-CTX | UNIT 2 CURRENT TRANSFORMERS | TPM | REQ | SP364-B | 156219 | INST | 1 | UNIT 2 | NERC |  |  |  |  | STANDARD |  |  |  | CURRENT TRANSFORMER | 0 | UNIT 2 |  |  |  |  | 2620 | [7 empty] | CTX |  |  |  | 52250 | 156219 | INSULATING | PCSCT04 |  |  | DRY TYPE
| 11394954 | UNIT 02 CURRENT XFM CT203 A PH | 2620 | Seven Sisters G.S. | 00105H-BPE-USY-U02-CTX | UNIT 2 CURRENT TRANSFORMERS | POLYCAST | 64389-12 | PCW15 SERIES | 156220 | INST | 1 | UNIT 2 | [5 empty] | STANDARD |  |  |  | CURRENT TRANSFORMER | 0 | UNIT 2 |  |  |  |  | 2620 | [7 empty] | CTX |  |  |  | 52250 | 156220 | INSULATING | PCSCT04 |  |  | DRY TYPE
| 11394955 | UNIT 02 CURRENT XFM CT203 B PH | 2620 | Seven Sisters G.S. | 00105H-BPE-USY-U02-CTX | UNIT 2 CURRENT TRANSFORMERS | POLYCAST | 64389-1 | PCW15 SERIES | 156221 | INST | 1 | UNIT 2 | [5 empty] | STANDARD |  |  |  | CURRENT TRANSFORMER | 0 | UNIT 2 |  |  |  |  | 2620 | [7 empty] | CTX |  |  |  | 52250 | 156221 | INSULATING | PCSCT04 |  |  | DRY TYPE
| 11394956 | UNIT 02 CURRENT XFM CT203 C PH | 2620 | Seven Sisters G.S. | 00105H-BPE-USY-U02-CTX | UNIT 2 CURRENT TRANSFORMERS | POLYCAST | 64389-4 | PCW15 SERIES | 156222 | INST | 1 | UNIT 2 | [5 empty] | STANDARD |  |  |  | CURRENT TRANSFORMER | 0 | UNIT 2 |  |  |  |  | 2620 | [7 empty] | CTX |  |  |  | 52250 | 156222 | INSULATING | PCSCT04 |  |  | DRY TYPE
| 11394957 | UNIT 02 CURRENT XFM CT204 A PH | 2620 | Seven Sisters G.S. | 00105H-BPE-USY-U02-CTX | UNIT 2 CURRENT TRANSFORMERS | POLYCAST | 64389-11 | PCW15 SERIES | 156223 | INST | 1 | UNIT 2 | NERC |  |  |  |  | STANDARD |  |  |  | CURRENT TRANSFORMER | 0 | UNIT 2 |  |  |  |  | 2620 | [7 empty] | CTX |  |  |  | 52250 | 156223 | INSULATING | PCSCT04 |  |  | DRY TYPE
| 11394958 | UNIT 02 CURRENT XFM CT204 B PH | 2620 | Seven Sisters G.S. | 00105H-BPE-USY-U02-CTX | UNIT 2 CURRENT TRANSFORMERS | POLYCAST | 64389-2 | PCW15 SERIES | 156224 | INST | 1 | UNIT 2 | NERC |  |  |  |  | STANDARD |  |  |  | CURRENT TRANSFORMER | 0 | UNIT 2 |  |  |  |  | 2620 | [7 empty] | CTX |  |  |  | 52250 | 156224 | INSULATING | PCSCT04 |  |  | DRY TYPE
| 11394959 | UNIT 02 CURRENT XFM CT204 C PH | 2620 | Seven Sisters G.S. | 00105H-BPE-USY-U02-CTX | UNIT 2 CURRENT TRANSFORMERS | POLYCAST | 64389-5 | PCW15 SERIES | 156225 | INST | 1 | UNIT 2 | NERC |  |  |  |  | STANDARD |  |  |  | CURRENT TRANSFORMER | 0 | UNIT 2 |  |  |  |  | 2620 | [7 empty] | CTX |  |  |  | 52250 | 156225 | INSULATING | PCSCT04 |  |  | DRY TYPE
| 11394960 | UNIT 02 CURRENT XFM CT205 A PH | 2620 | Seven Sisters G.S. | 00105H-BPE-USY-U02-CTX | UNIT 2 CURRENT TRANSFORMERS | POLYCAST | 64389-10 | PCW15 SERIES | 156226 | INST | 1 | UNIT 2 | NERC |  |  |  |  | STANDARD |  |  |  | CURRENT TRANSFORMER | 0 | UNIT 2 |  |  |  |  | 2620 | [7 empty] | CTX |  |  |  | 52250 | 156226 | INSULATING | PCSCT04 |  |  | DRY TYPE
| 11394961 | UNIT 02 CURRENT XFM CT205 B PH | 2620 | Seven Sisters G.S. | 00105H-BPE-USY-U02-CTX | UNIT 2 CURRENT TRANSFORMERS | POLYCAST | 64389-3 | PCW15 SERIES | 156227 | INST | 1 | UNIT 2 | NERC |  |  |  |  | STANDARD |  |  |  | CURRENT TRANSFORMER | 0 | UNIT 2 |  |  |  |  | 2620 | [7 empty] | CTX |  |  |  | 52250 | 156227 | INSULATING | PCSCT04 |  |  | DRY TYPE
| 11394962 | UNIT 02 CURRENT XFM CT205 C PH | 2620 | Seven Sisters G.S. | 00105H-BPE-USY-U02-CTX | UNIT 2 CURRENT TRANSFORMERS | POLYCAST | 64389-6 | PCW15 SERIES | 156228 | INST | 1 | UNIT 2 | NERC |  |  |  |  | STANDARD |  |  |  | CURRENT TRANSFORMER | 0 | UNIT 2 |  |  |  |  | 2620 | [7 empty] | CTX |  |  |  | 52250 | 156228 | data not found | PCSCT04 |  |  | DRY TYPE
| 11394963 | UNIT 02 CURRENT XFM CT206 A PH | 2620 | Seven Sisters G.S. | 00105H-BPE-USY-U02-CTX | UNIT 2 CURRENT TRANSFORMERS | REQ | REQ | REQ | 156229 | INST | 1 | UNIT 2 | [5 empty] | STANDARD |  |  |  | CURRENT TRANSFORMER | 0 | UNIT 2 |  |  |  |  | 2620 | [7 empty] | CTX |  |  |  | 52250 | 156229 | INSULATING | PCSCT04 |  |  | DRY TYPE
| 11394964 | UNIT 02 CURRENT XFM CT206 B PH | 2620 | Seven Sisters G.S. | 00105H-BPE-USY-U02-CTX | UNIT 2 CURRENT TRANSFORMERS | REQ | REQ | REQ | 156230 | INST | 1 | UNIT 2 | [5 empty] | STANDARD |  |  |  | CURRENT TRANSFORMER | 0 | UNIT 2 |  |  |  |  | 2620 | [7 empty] | CTX |  |  |  | 52250 | 156230 | INSULATING | PCSCT04 |  |  | DRY TYPE
| 11394965 | UNIT 02 CURRENT XFM CT206 C PH | 2620 | Seven Sisters G.S. | 00105H-BPE-USY-U02-CTX | UNIT 2 CURRENT TRANSFORMERS | REQ | REQ | REQ | 156235 | INST | 1 | UNIT 2 | [5 empty] | STANDARD |  |  |  | CURRENT TRANSFORMER | 0 | UNIT 2 |  |  |  |  | 2620 | [7 empty] | CTX |  |  |  | 52250 | 156235 | INSULATING | PCSCT04 |  |  | DRY TYPE
| 11395478 | UNIT 02 GENERATOR SLIP RINGS | 2620 | Seven Sisters G.S. | 00105H-U02-GEN-EXC-SLR | UNIT 02 GENERATOR SLIPRINGS | CANADIAN GENERAL ELECTRIC LTD |  |  | 109582 | INST | 1 | UNIT 2 | [5 empty] | STANDARD |  |  |  | SLIP RING | 0 | UNIT 2 |  |  |  |  | 2620 | [7 empty] | SLR |  |  |  | 42114 | 109582 | data not found |  | SLR | GEN
| 11394945 | UNIT 02 NEUTRAL BUS CURRENT XFM CT201 A | 2620 | Seven Sisters G.S. | 00105H-U02-GEN-CTX | UNIT 02 GENERATOR CURRENT TRANSFORMERS | CANADIAN GENERAL ELECTRIC LTD | REQ | REQ | 156211 | INST | 1 | UNIT 2 | NERC |  |  |  |  | STANDARD |  |  |  | CURRENT TRANSFORMER | 0 | UNIT 2 |  |  |  |  | 2620 | [7 empty] | CTX |  |  |  | 52250 | 156211 | INSULATING | PCSCT04 |  |  | DRY TYPE
| 11394946 | UNIT 02 NEUTRAL BUS CURRENT XFM CT201 B | 2620 | Seven Sisters G.S. | 00105H-U02-GEN-CTX | UNIT 02 GENERATOR CURRENT TRANSFORMERS | CANADIAN GENERAL ELECTRIC LTD | REQ | REQ | 156212 | INST | 1 | UNIT 2 | NERC |  |  |  |  | STANDARD |  |  |  | CURRENT TRANSFORMER | 0 | UNIT 2 |  |  |  |  | 2620 | [7 empty] | CTX |  |  |  | 52250 | 156212 | INSULATING | PCSCT04 |  |  | DRY TYPE
| 11394947 | UNIT 02 NEUTRAL BUS CURRENT XFM CT201 C | 2620 | Seven Sisters G.S. | 00105H-U02-GEN-CTX | UNIT 02 GENERATOR CURRENT TRANSFORMERS | CANADIAN GENERAL ELECTRIC LTD | REQ | REQ | 156213 | INST | 1 | UNIT 2 | NERC |  |  |  |  | STANDARD |  |  |  | CURRENT TRANSFORMER | 0 | UNIT 2 |  |  |  |  | 2620 | [7 empty] | CTX |  |  |  | 52250 | 156213 | INSULATING | PCSCT04 |  |  | DRY TYPE
| 11395488 | UNIT 02 NEUTRAL GROUNDING TRANSFORMER | 2620 | Seven Sisters G.S. | 00105H-U02-GEN-NGX | UNIT 02 GENERATOR NEUTRAL GROUNDING XFM | CANSFIELD ELECTRIC WORKS LTD | 43549 | B | 125138 | INST | 1 | UNIT 2 | [5 empty] | STANDARD |  |  |  | TRANSFORMER | 0 | UNIT 2 |  |  |  |  | 2620 | [7 empty] | XFM |  |  |  | 52200 | 125138 | data not found
| 11916460 | UNIT 02 NEUTRAL XFM CURRENT XFM CT2N1 | 2620 | Seven Sisters G.S. | 00105H-U02-GEN-CTX | UNIT 02 GENERATOR CURRENT TRANSFORMERS | INSTRUMENT TRANSFORMERS INC | REQ | CTW3-60-T50-401 |  | INST | 1 | UNIT 2 | NERC |  |  |  |  | STANDARD |  |  |  | CURRENT TRANSFORMER | 0 | UNIT 2 |  |  |  |  | 2620 | [7 empty] | CTX |  |  |  | 52250 | 156309 | INSULATING | PCSCT04 |  |  | DRY TYPE
| 11394972 | UNIT 03 CURRENT XFM CT302 A1 PH | 2620 | Seven Sisters G.S. | 00105H-BPE-USY-U03-CTX | UNIT 3 CURRENT TRANSFORMERS | REQ | REQ | REQ | 156249 | INST | 1 | UNIT 3 | NERC |  |  |  |  | STANDARD |  |  |  | CURRENT TRANSFORMER | 0 | UNIT 3 |  |  |  |  | 2620 | [7 empty] | CTX |  |  |  | 52250 | 156249 | data not found | PCSCT04 |  |  | DRY TYPE
| 11394973 | UNIT 03 CURRENT XFM CT302 A2 PH | 2620 | Seven Sisters G.S. | 00105H-BPE-USY-U03-CTX | UNIT 3 CURRENT TRANSFORMERS | REQ | REQ | REQ | 156253 | INST | 1 | UNIT 3 | NERC |  |  |  |  | STANDARD |  |  |  | CURRENT TRANSFORMER | 0 | UNIT 3 |  |  |  |  | 2620 | [7 empty] | CTX |  |  |  | 52250 | 156253 | INSULATING | PCSCT04 |  |  | DRY TYPE
| 11394974 | UNIT 03 CURRENT XFM CT302 B1 PH | 2620 | Seven Sisters G.S. | 00105H-BPE-USY-U03-CTX | UNIT 3 CURRENT TRANSFORMERS | REQ | REQ | REQ | 156250 | INST | 1 | UNIT 3 | NERC |  |  |  |  | STANDARD |  |  |  | CURRENT TRANSFORMER | 0 | UNIT 3 |  |  |  |  | 2620 | [7 empty] | CTX |  |  |  | 52250 | 156250 | INSULATING | PCSCT04 |  |  | DRY TYPE
| 11394975 | UNIT 03 CURRENT XFM CT302 B2 PH | 2620 | Seven Sisters G.S. | 00105H-BPE-USY-U03-CTX | UNIT 3 CURRENT TRANSFORMERS | REQ | REQ | REQ | 156254 | INST | 1 | UNIT 3 | NERC |  |  |  |  | STANDARD |  |  |  | CURRENT TRANSFORMER | 0 | UNIT 3 |  |  |  |  | 2620 | [7 empty] | CTX |  |  |  | 52250 | 156254 | data not found | PCSCT04
| 11394976 | UNIT 03 CURRENT XFM CT302 C1 PH | 2620 | Seven Sisters G.S. | 00105H-BPE-USY-U03-CTX | UNIT 3 CURRENT TRANSFORMERS | REQ | REQ | REQ | 156251 | INST | 1 | UNIT 3 | NERC |  |  |  |  | STANDARD |  |  |  | CURRENT TRANSFORMER | 0 | UNIT 3 |  |  |  |  | 2620 | [7 empty] | CTX |  |  |  | 52250 | 156251 | data not found | PCSCT04 |  |  | DRY TYPE
| 11394977 | UNIT 03 CURRENT XFM CT302 C2 PH | 2620 | Seven Sisters G.S. | 00105H-BPE-USY-U03-CTX | UNIT 3 CURRENT TRANSFORMERS | REQ | REQ | REQ | 156255 | INST | 1 | UNIT 3 | NERC |  |  |  |  | STANDARD |  |  |  | CURRENT TRANSFORMER | 0 | UNIT 3 |  |  |  |  | 2620 | [7 empty] | CTX |  |  |  | 52250 | 156255 | INSULATING | PCSCT04 |  |  | DRY TYPE
| 11394978 | UNIT 03 CURRENT XFM CT303 A PH | 2620 | Seven Sisters G.S. | 00105H-BPE-USY-U03-CTX | UNIT 3 CURRENT TRANSFORMERS | REQ | REQ | REQ | 156256 | INST | 1 | UNIT 3 | [5 empty] | STANDARD |  |  |  | CURRENT TRANSFORMER | 0 | UNIT 3 |  |  |  |  | 2620 | [7 empty] | CTX |  |  |  | 52250 | 156256 | INSULATING | PCSCT04 |  |  | DRY TYPE
| 11394979 | UNIT 03 CURRENT XFM CT303 B PH | 2620 | Seven Sisters G.S. | 00105H-BPE-USY-U03-CTX | UNIT 3 CURRENT TRANSFORMERS | REQ | REQ | REQ | 156257 | INST | 1 | UNIT 3 | [5 empty] | STANDARD |  |  |  | CURRENT TRANSFORMER | 0 | UNIT 3 |  |  |  |  | 2620 | [7 empty] | CTX |  |  |  | 52250 | 156257 | INSULATING | PCSCT04 |  |  | DRY TYPE
| 11394980 | UNIT 03 CURRENT XFM CT303 C PH | 2620 | Seven Sisters G.S. | 00105H-BPE-USY-U03-CTX | UNIT 3 CURRENT TRANSFORMERS | REQ | REQ | REQ | 156258 | INST | 1 | UNIT 3 | [5 empty] | STANDARD |  |  |  | CURRENT TRANSFORMER | 0 | UNIT 3 |  |  |  |  | 2620 | [7 empty] | CTX |  |  |  | 52250 | 156258 | INSULATING | PCSCT04 |  |  | DRY TYPE
| 11394981 | UNIT 03 CURRENT XFM CT304 A PH | 2620 | Seven Sisters G.S. | 00105H-BPE-USY-U03-CTX | UNIT 3 CURRENT TRANSFORMERS | REQ | REQ | REQ | 156259 | INST | 1 | UNIT 3 | NERC |  |  |  |  | STANDARD |  |  |  | CURRENT TRANSFORMER | 0 | UNIT 3 |  |  |  |  | 2620 | [7 empty] | CTX |  |  |  | 52250 | 156259 | INSULATING | PCSCT04 |  |  | DRY TYPE
| 11394982 | UNIT 03 CURRENT XFM CT304 B PH | 2620 | Seven Sisters G.S. | 00105H-BPE-USY-U03-CTX | UNIT 3 CURRENT TRANSFORMERS | REQ | REQ | REQ | 156260 | INST | 1 | UNIT 3 | NERC |  |  |  |  | STANDARD |  |  |  | CURRENT TRANSFORMER | 0 | UNIT 3 |  |  |  |  | 2620 | [7 empty] | CTX |  |  |  | 52250 | 156260 | INSULATING | PCSCT04 |  |  | DRY TYPE
| 11394983 | UNIT 03 CURRENT XFM CT304 C PH | 2620 | Seven Sisters G.S. | 00105H-BPE-USY-U03-CTX | UNIT 3 CURRENT TRANSFORMERS | REQ | REQ | REQ | 156261 | INST | 1 | UNIT 3 | NERC |  |  |  |  | STANDARD |  |  |  | CURRENT TRANSFORMER | 0 | UNIT 3 |  |  |  |  | 2620 | [7 empty] | CTX |  |  |  | 52250 | 156261 | INSULATING | PCSCT04 |  |  | DRY TYPE
| 11394984 | UNIT 03 CURRENT XFM CT305 A PH | 2620 | Seven Sisters G.S. | 00105H-BPE-USY-U03-CTX | UNIT 3 CURRENT TRANSFORMERS | REQ | REQ | REQ | 156262 | INST | 1 | UNIT 3 | NERC |  |  |  |  | STANDARD |  |  |  | CURRENT TRANSFORMER | 0 | UNIT 3 |  |  |  |  | 2620 | [7 empty] | CTX |  |  |  | 52250 | 156262 | INSULATING | PCSCT04 |  |  | DRY TYPE
| 11394985 | UNIT 03 CURRENT XFM CT305 B PH | 2620 | Seven Sisters G.S. | 00105H-BPE-USY-U03-CTX | UNIT 3 CURRENT TRANSFORMERS | REQ | REQ | REQ | 156263 | INST | 1 | UNIT 3 | NERC |  |  |  |  | STANDARD |  |  |  | CURRENT TRANSFORMER | 0 | UNIT 3 |  |  |  |  | 2620 | [7 empty] | CTX |  |  |  | 52250 | 156263 | INSULATING | PCSCT04 |  |  | DRY TYPE
| 11394986 | UNIT 03 CURRENT XFM CT305 C PH | 2620 | Seven Sisters G.S. | 00105H-BPE-USY-U03-CTX | UNIT 3 CURRENT TRANSFORMERS | REQ | REQ | REQ | 156264 | INST | 1 | UNIT 3 | NERC |  |  |  |  | STANDARD |  |  |  | CURRENT TRANSFORMER | 0 | UNIT 3 |  |  |  |  | 2620 | [7 empty] | CTX |  |  |  | 52250 | 156264 | INSULATING | PCSCT04 |  |  | DRY TYPE
| 11394987 | UNIT 03 CURRENT XFM CT306 A PH | 2620 | Seven Sisters G.S. | 00105H-BPE-USY-U03-CTX | UNIT 3 CURRENT TRANSFORMERS | REQ | REQ | REQ | 156265 | INST | 1 | UNIT 3 | [5 empty] | STANDARD |  |  |  | CURRENT TRANSFORMER | 0 | UNIT 3 |  |  |  |  | 2620 | [7 empty] | CTX |  |  |  | 52250 | 156265 | INSULATING | PCSCT04 |  |  | DRY TYPE
| 11394988 | UNIT 03 CURRENT XFM CT306 B PH | 2620 | Seven Sisters G.S. | 00105H-BPE-USY-U03-CTX | UNIT 3 CURRENT TRANSFORMERS | REQ | REQ | REQ | 156266 | INST | 1 | UNIT 3 | [5 empty] | STANDARD |  |  |  | CURRENT TRANSFORMER | 0 | UNIT 3 |  |  |  |  | 2620 | [7 empty] | CTX |  |  |  | 52250 | 156266 | INSULATING | PCSCT04 |  |  | DRY TYPE
| 11394989 | UNIT 03 CURRENT XFM CT306 C PH | 2620 | Seven Sisters G.S. | 00105H-BPE-USY-U03-CTX | UNIT 3 CURRENT TRANSFORMERS | REQ | REQ | REQ | 156267 | INST | 1 | UNIT 3 | [5 empty] | STANDARD |  |  |  | CURRENT TRANSFORMER | 0 | UNIT 3 |  |  |  |  | 2620 | [7 empty] | CTX |  |  |  | 52250 | 156267 | INSULATING | PCSCT04 |  |  | DRY TYPE
| 11395540 | UNIT 03 GENERATOR SLIP RINGS | 2620 | Seven Sisters G.S. | 00105H-U03-GEN-EXC-SLR | UNIT 03 GENERATOR SLIPRINGS | CANADIAN GENERAL ELECTRIC LTD |  |  | 109385 | INST | 1 | UNIT 3 | [5 empty] | STANDARD |  |  |  | SLIP RING | 0 | UNIT 3 |  |  |  |  | 2620 | [7 empty] | SLR |  |  |  | 42114 | 109385 | data not found |  | SLR | GEN
| 11394969 | UNIT 03 NEUTRAL BUS CURRENT XFM CT301 A | 2620 | Seven Sisters G.S. | 00105H-U03-GEN-CTX | UNIT 03 GENERATOR CURRENT TRANSFORMERS | CANADIAN GENERAL ELECTRIC LTD | REQ | REQ | 156246 | INST | 1 | UNIT 3 | NERC |  |  |  |  | STANDARD |  |  |  | CURRENT TRANSFORMER | 0 | UNIT 3 |  |  |  |  | 2620 | [7 empty] | CTX |  |  |  | 52250 | 156246 | INSULATING | PCSCT04 |  |  | DRY TYPE
| 11394970 | UNIT 03 NEUTRAL BUS CURRENT XFM CT301 B | 2620 | Seven Sisters G.S. | 00105H-U03-GEN-CTX | UNIT 03 GENERATOR CURRENT TRANSFORMERS | CANADIAN GENERAL ELECTRIC LTD | REQ | REQ | 156247 | INST | 1 | UNIT 3 | NERC |  |  |  |  | STANDARD |  |  |  | CURRENT TRANSFORMER | 0 | UNIT 3 |  |  |  |  | 2620 | [7 empty] | CTX |  |  |  | 52250 | 156247 | INSULATING | PCSCT04 |  |  | DRY TYPE
| 11394971 | UNIT 03 NEUTRAL BUS CURRENT XFM CT301 C | 2620 | Seven Sisters G.S. | 00105H-U03-GEN-CTX | UNIT 03 GENERATOR CURRENT TRANSFORMERS | CANADIAN GENERAL ELECTRIC LTD | REQ | REQ | 156248 | INST | 1 | UNIT 3 | NERC |  |  |  |  | STANDARD |  |  |  | CURRENT TRANSFORMER | 0 | UNIT 3 |  |  |  |  | 2620 | [7 empty] | CTX |  |  |  | 52250 | 156248 | INSULATING | PCSCT04 |  |  | DRY TYPE
| 11395550 | UNIT 03 NEUTRAL GROUNDING TRANSFORMER | 2620 | Seven Sisters G.S. | 00105H-U03-GEN-NGX | UNIT 03 GENERATOR NEUTRAL GROUNDING XFM | CANSFIELD ELECTRIC WORKS LTD | 43550 | B | 125139 | INST | 1 | UNIT 3 | [5 empty] | STANDARD |  |  |  | TRANSFORMER | 0 | UNIT 3 |  |  |  |  | 2620 | [7 empty] | XFM |  |  |  | 52200 | 125139 | data not found
| 11916461 | UNIT 03 NEUTRAL XFM CURRENT XFM CT3N1 | 2620 | Seven Sisters G.S. | 00105H-U03-GEN-CTX | UNIT 03 GENERATOR CURRENT TRANSFORMERS | INSTRUMENT TRANSFORMERS INC | REQ | CTW3-60-T50-401 | NEW | INST | 1 | UNIT 3 | NERC |  |  |  |  | STANDARD |  |  |  | CURRENT TRANSFORMER | 0 | UNIT 3 |  |  |  |  | 2620 | [7 empty] | CTX |  |  |  | 52250 | 156309 | INSULATING | PCSCT04 |  |  | DRY TYPE
| 11787876 | UNIT 04 CURRENT XFM CT402 A1 PH - NEW | 2620 | Seven Sisters G.S. | 00105H-BPE-USY-U04-CTX | UNIT 4 CURRENT TRANSFORMERS | TPM | REQ | SP364-B | NEW | INST | 1 | UNIT 4 | NERC |  |  |  |  | STANDARD |  |  |  | CURRENT TRANSFORMER | 0 | UNIT 4 |  |  |  |  | 2620 | [7 empty] | CTX |  |  |  | 52250 | NEW | INSULATING | PCSCT04 |  |  | DRY TYPE
| 11787877 | UNIT 04 CURRENT XFM CT402 A2 PH - NEW | 2620 | Seven Sisters G.S. | 00105H-BPE-USY-U04-CTX | UNIT 4 CURRENT TRANSFORMERS | TPM | REQ | SP364-B | NEW | INST | 1 | UNIT 4 | NERC |  |  |  |  | STANDARD |  |  |  | CURRENT TRANSFORMER | 0 | UNIT 4 |  |  |  |  | 2620 | [7 empty] | CTX |  |  |  | 52250 | NEW | INSULATING | PCSCT04 |  |  | DRY TYPE
| 11787878 | UNIT 04 CURRENT XFM CT402 B1 PH - NEW | 2620 | Seven Sisters G.S. | 00105H-BPE-USY-U04-CTX | UNIT 4 CURRENT TRANSFORMERS | TPM | REQ | SP364-B | NEW | INST | 1 | UNIT 4 | NERC |  |  |  |  | STANDARD |  |  |  | CURRENT TRANSFORMER | 0 | UNIT 4 |  |  |  |  | 2620 | [7 empty] | CTX |  |  |  | 52250 | NEW | INSULATING | PCSCT04 |  |  | DRY TYPE
| 11787879 | UNIT 04 CURRENT XFM CT402 B2 PH - NEW | 2620 | Seven Sisters G.S. | 00105H-BPE-USY-U04-CTX | UNIT 4 CURRENT TRANSFORMERS | TPM | REQ | SP364-B | NEW | INST | 1 | UNIT 4 | NERC |  |  |  |  | STANDARD |  |  |  | CURRENT TRANSFORMER | 0 | UNIT 4 |  |  |  |  | 2620 | [7 empty] | CTX |  |  |  | 52250 | NEW | INSULATING | PCSCT04 |  |  | DRY TYPE
| 11787880 | UNIT 04 CURRENT XFM CT402 C1 PH - NEW | 2620 | Seven Sisters G.S. | 00105H-BPE-USY-U04-CTX | UNIT 4 CURRENT TRANSFORMERS | TPM | REQ | SP364-B | NEW | INST | 1 | UNIT 4 | NERC |  |  |  |  | STANDARD |  |  |  | CURRENT TRANSFORMER | 0 | UNIT 4 |  |  |  |  | 2620 | [7 empty] | CTX |  |  |  | 52250 | NEW | INSULATING | PCSCT04 |  |  | DRY TYPE
| 11787881 | UNIT 04 CURRENT XFM CT402 C2 PH - NEW | 2620 | Seven Sisters G.S. | 00105H-BPE-USY-U04-CTX | UNIT 4 CURRENT TRANSFORMERS | TPM | REQ | SP364-B | NEW | INST | 1 | UNIT 4 | NERC |  |  |  |  | STANDARD |  |  |  | CURRENT TRANSFORMER | 0 | UNIT 4 |  |  |  |  | 2620 | [7 empty] | CTX |  |  |  | 52250 | NEW | INSULATING | PCSCT04 |  |  | DRY TYPE
| 11787882 | UNIT 04 CURRENT XFM CT403 A PH - NEW | 2620 | Seven Sisters G.S. | 00105H-BPE-USY-U04-CTX | UNIT 4 CURRENT TRANSFORMERS | POLYCAST | REQ | PCW15 | NEW | INST | 1 | UNIT 4 | [5 empty] | STANDARD |  |  |  | CURRENT TRANSFORMER | 0 | UNIT 4 |  |  |  |  | 2620 | [7 empty] | CTX |  |  |  | 52250 | NEW | INSULATING | PCSCT04 |  |  | DRY TYPE
| 11787883 | UNIT 04 CURRENT XFM CT403 B PH - NEW | 2620 | Seven Sisters G.S. | 00105H-BPE-USY-U04-CTX | UNIT 4 CURRENT TRANSFORMERS | POLYCAST | REQ | PCW15 | NEW | INST | 1 | UNIT 4 | [5 empty] | STANDARD |  |  |  | CURRENT TRANSFORMER | 0 | UNIT 4 |  |  |  |  | 2620 | [7 empty] | CTX |  |  |  | 52250 | NEW | INSULATING | PCSCT04 |  |  | DRY TYPE
| 11787884 | UNIT 04 CURRENT XFM CT403 C PH - NEW | 2620 | Seven Sisters G.S. | 00105H-BPE-USY-U04-CTX | UNIT 4 CURRENT TRANSFORMERS | POLYCAST | REQ | PCW15 | NEW | INST | 1 | UNIT 4 | [5 empty] | STANDARD |  |  |  | CURRENT TRANSFORMER | 0 | UNIT 4 |  |  |  |  | 2620 | [7 empty] | CTX |  |  |  | 52250 | NEW | INSULATING | PCSCT04 |  |  | DRY TYPE
| 11787885 | UNIT 04 CURRENT XFM CT404 A PH - NEW | 2620 | Seven Sisters G.S. | 00105H-BPE-USY-U04-CTX | UNIT 4 CURRENT TRANSFORMERS | POLYCAST | REQ | PCW15 | NEW | INST | 1 | UNIT 4 | NERC |  |  |  |  | STANDARD |  |  |  | CURRENT TRANSFORMER | 0 | UNIT 4 |  |  |  |  | 2620 | [7 empty] | CTX |  |  |  | 52250 | NEW | INSULATING | PCSCT04 |  |  | DRY TYPE
| 11787886 | UNIT 04 CURRENT XFM CT404 B PH - NEW | 2620 | Seven Sisters G.S. | 00105H-BPE-USY-U04-CTX | UNIT 4 CURRENT TRANSFORMERS | POLYCAST | REQ | PCW15 | NEW | INST | 1 | UNIT 4 | NERC |  |  |  |  | STANDARD |  |  |  | CURRENT TRANSFORMER | 0 | UNIT 4 |  |  |  |  | 2620 | [7 empty] | CTX |  |  |  | 52250 | NEW | INSULATING | PCSCT04 |  |  | DRY TYPE
| 11787887 | UNIT 04 CURRENT XFM CT404 C PH - NEW | 2620 | Seven Sisters G.S. | 00105H-BPE-USY-U04-CTX | UNIT 4 CURRENT TRANSFORMERS | POLYCAST | REQ | PCW15 | NEW | INST | 1 | UNIT 4 | NERC |  |  |  |  | STANDARD |  |  |  | CURRENT TRANSFORMER | 0 | UNIT 4 |  |  |  |  | 2620 | [7 empty] | CTX |  |  |  | 52250 | NEW | INSULATING | PCSCT04 |  |  | DRY TYPE
| 11787888 | UNIT 04 CURRENT XFM CT405 A PH - NEW | 2620 | Seven Sisters G.S. | 00105H-BPE-USY-U04-CTX | UNIT 4 CURRENT TRANSFORMERS | POLYCAST | REQ | PCW15 | NEW | INST | 1 | UNIT 4 | NERC |  |  |  |  | STANDARD |  |  |  | CURRENT TRANSFORMER | 0 | UNIT 4 |  |  |  |  | 2620 | [7 empty] | CTX |  |  |  | 52250 | NEW | INSULATING | PCSCT04 |  |  | DRY TYPE
| 11787889 | UNIT 04 CURRENT XFM CT405 B PH - NEW | 2620 | Seven Sisters G.S. | 00105H-BPE-USY-U04-CTX | UNIT 4 CURRENT TRANSFORMERS | POLYCAST | REQ | PCW15 | NEW | INST | 1 | UNIT 4 | NERC |  |  |  |  | STANDARD |  |  |  | CURRENT TRANSFORMER | 0 | UNIT 4 |  |  |  |  | 2620 | [7 empty] | CTX |  |  |  | 52250 | NEW | INSULATING | PCSCT04 |  |  | DRY TYPE
| 11787890 | UNIT 04 CURRENT XFM CT405 C PH - NEW | 2620 | Seven Sisters G.S. | 00105H-BPE-USY-U04-CTX | UNIT 4 CURRENT TRANSFORMERS | POLYCAST | REQ | PCW15 | NEW | INST | 1 | UNIT 4 | NERC |  |  |  |  | STANDARD |  |  |  | CURRENT TRANSFORMER | 0 | UNIT 4 |  |  |  |  | 2620 | [7 empty] | CTX |  |  |  | 52250 | NEW | INSULATING | PCSCT04 |  |  | DRY TYPE
| 11787891 | UNIT 04 CURRENT XFM CT406 A PH - NEW | 2620 | Seven Sisters G.S. | 00105H-BPE-USY-U04-CTX | UNIT 4 CURRENT TRANSFORMERS | REQ | REQ | REQ | NEW | INST | 1 | UNIT 4 | [5 empty] | STANDARD |  |  |  | CURRENT TRANSFORMER | 0 | UNIT 4 |  |  |  |  | 2620 | [7 empty] | CTX |  |  |  | 52250 | NEW | INSULATING | PCSCT04 |  |  | DRY TYPE
| 11787892 | UNIT 04 CURRENT XFM CT406 B PH - NEW | 2620 | Seven Sisters G.S. | 00105H-BPE-USY-U04-CTX | UNIT 4 CURRENT TRANSFORMERS | REQ | REQ | REQ | NEW | INST | 1 | UNIT 4 | [5 empty] | STANDARD |  |  |  | CURRENT TRANSFORMER | 0 | UNIT 4 |  |  |  |  | 2620 | [7 empty] | CTX |  |  |  | 52250 | NEW | INSULATING | PCSCT04 |  |  | DRY TYPE
| 11787893 | UNIT 04 CURRENT XFM CT406 C PH - NEW | 2620 | Seven Sisters G.S. | 00105H-BPE-USY-U04-CTX | UNIT 4 CURRENT TRANSFORMERS | REQ | REQ | REQ | NEW | INST | 1 | UNIT 4 | [5 empty] | STANDARD |  |  |  | CURRENT TRANSFORMER | 0 | UNIT 4 |  |  |  |  | 2620 | [7 empty] | CTX |  |  |  | 52250 | NEW | INSULATING | PCSCT04 |  |  | DRY TYPE
| 11787894 | UNIT 04 CURRENT XFM CT407 A PH - NEW | 2620 | Seven Sisters G.S. | 00105H-BPE-USY-U04-CTX | UNIT 4 CURRENT TRANSFORMERS | REQ | REQ | REQ | NEW | INST | 1 | UNIT 4 | NERC |  |  |  |  | STANDARD |  |  |  | CURRENT TRANSFORMER | 0 | UNIT 4 |  |  |  |  | 2620 | [7 empty] | CTX |  |  |  | 52250 | NEW | INSULATING | PCSCT04 |  |  | DRY TYPE
| 11787895 | UNIT 04 CURRENT XFM CT407 B PH - NEW | 2620 | Seven Sisters G.S. | 00105H-BPE-USY-U04-CTX | UNIT 4 CURRENT TRANSFORMERS | REQ | REQ | REQ | NEW | INST | 1 | UNIT 4 | NERC |  |  |  |  | STANDARD |  |  |  | CURRENT TRANSFORMER | 0 | UNIT 4 |  |  |  |  | 2620 | [7 empty] | CTX |  |  |  | 52250 | NEW | INSULATING | PCSCT04 |  |  | DRY TYPE
| 11787896 | UNIT 04 CURRENT XFM CT407 C PH - NEW | 2620 | Seven Sisters G.S. | 00105H-BPE-USY-U04-CTX | UNIT 4 CURRENT TRANSFORMERS | REQ | REQ | REQ | NEW | INST | 1 | UNIT 4 | NERC |  |  |  |  | STANDARD |  |  |  | CURRENT TRANSFORMER | 0 | UNIT 4 |  |  |  |  | 2620 | [7 empty] | CTX |  |  |  | 52250 | NEW | INSULATING | PCSCT04 |  |  | DRY TYPE
| 11395605 | UNIT 04 GENERATOR SLIP RINGS | 2620 | Seven Sisters G.S. | 00105H-U04-GEN-EXC-SLR | UNIT 04 GENERATOR SLIPRINGS | CANADIAN GENERAL ELECTRIC LTD |  |  | 109731 | INST | 1 | UNIT 4 | [5 empty] | STANDARD |  |  |  | SLIP RING | 0 | UNIT 4 |  |  |  |  | 2620 | [7 empty] | SLR |  |  |  | 42114 | 109731 | data not found |  | SLR | GEN
| 11865307 | UNIT 04 NEUTRAL BUS CURRENT XFM CT401 A | 2620 | Seven Sisters G.S. | 00105H-U04-GEN-CTX | UNIT 04 GENERATOR CURRENT TRANSFORMERS | POLYCAST | REQ | PCW15B2 | NEW | INST | 1 | UNIT 4 | NERC |  |  |  |  | STANDARD |  |  |  | CURRENT TRANSFORMER | 0 | UNIT 4 |  |  |  |  | 2620 | [7 empty] | CTX |  |  |  | 52250 | 156180 | data not found | PCSCT04 |  |  | DRY TYPE
| 11865308 | UNIT 04 NEUTRAL BUS CURRENT XFM CT401 B | 2620 | Seven Sisters G.S. | 00105H-U04-GEN-CTX | UNIT 04 GENERATOR CURRENT TRANSFORMERS | POLYCAST | REQ | PCW15B2 | NEW | INST | 1 | UNIT 4 | NERC |  |  |  |  | STANDARD |  |  |  | CURRENT TRANSFORMER | 0 | UNIT 4 |  |  |  |  | 2620 | [7 empty] | CTX |  |  |  | 52250 | 156180 | INSULATING | PCSCT04 |  |  | DRY TYPE
| 11865309 | UNIT 04 NEUTRAL BUS CURRENT XFM CT401 C | 2620 | Seven Sisters G.S. | 00105H-U04-GEN-CTX | UNIT 04 GENERATOR CURRENT TRANSFORMERS | POLYCAST | REQ | PCW15B2 | NEW | INST | 1 | UNIT 4 | NERC |  |  |  |  | STANDARD |  |  |  | CURRENT TRANSFORMER | 0 | UNIT 4 |  |  |  |  | 2620 | [7 empty] | CTX |  |  |  | 52250 | 156180 | INSULATING | PCSCT04 |  |  | DRY TYPE
| 11395615 | UNIT 04 NEUTRAL GROUNDING TRANSFORMER | 2620 | Seven Sisters G.S. | 00105H-U04-GEN-NGX | UNIT 04 GENERATOR NEUTRAL GROUNDING XFM | CANSFIELD ELECTRIC WORKS LTD | 43548 | B | 125140 | INST | 1 | UNIT 4 | [5 empty] | STANDARD |  |  |  | TRANSFORMER | 0 | UNIT 4 |  |  |  |  | 2620 | [7 empty] | XFM |  |  |  | 52200 | 125140 | data not found
| 11916458 | UNIT 04 NEUTRAL XFM CURRENT XFM CT4N1 | 2620 | Seven Sisters G.S. | 00105H-U04-GEN-CTX | UNIT 04 GENERATOR CURRENT TRANSFORMERS | INSTRUMENT TRANSFORMERS INC | REQ | CTW3-60-T50-401 | NEW | INST | 1 | UNIT 4 | NERC |  |  |  |  | STANDARD |  |  |  | CURRENT TRANSFORMER | 0 | UNIT 4 |  |  |  |  | 2620 | [7 empty] | CTX |  |  |  | 52250 | 156309 | INSULATING | PCSCT04 |  |  | DRY TYPE
| 11395020 | UNIT 05 CURRENT XFM CT502 A PH | 2620 | Seven Sisters G.S. | 00105H-BPE-USY-U05-CTX | UNIT 5 CURRENT TRANSFORMERS | TPM | U5578 | SP 364 | 156313 | INST | 1 | UNIT 5 | NERC | 2011 |  |  |  | STANDARD | 2 |  |  | CURRENT TRANSFORMER | 0 | UNIT 5 |  |  |  |  | 2620 | [7 empty] | CTX |  |  |  | 52250 | 156313 | data not found | PCSCT04 |  |  | DRY TYPE
| 11395022 | UNIT 05 CURRENT XFM CT502 B PH | 2620 | Seven Sisters G.S. | 00105H-BPE-USY-U05-CTX | UNIT 5 CURRENT TRANSFORMERS | TPM | U5579 | SP 364 | 156314 | INST | 1 | UNIT 5 | NERC | 2011 |  |  |  | STANDARD | 2 |  |  | CURRENT TRANSFORMER | 0 | UNIT 5 |  |  |  |  | 2620 | [7 empty] | CTX |  |  |  | 52250 | 156314 | data not found | PCSCT04 |  |  | DRY TYPE
| 11395024 | UNIT 05 CURRENT XFM CT502 C PH | 2620 | Seven Sisters G.S. | 00105H-BPE-USY-U05-CTX | UNIT 5 CURRENT TRANSFORMERS | TPM | U5580 | SP 364 | 156315 | INST | 1 | UNIT 5 | NERC | 2011 |  |  |  | STANDARD | 2 |  |  | CURRENT TRANSFORMER | 0 | UNIT 5 |  |  |  |  | 2620 | [7 empty] | CTX |  |  |  | 52250 | 156315 | data not found | PCSCT04 |  |  | DRY TYPE
| 11395026 | UNIT 05 CURRENT XFM CT503 A PH | 2620 | Seven Sisters G.S. | 00105H-BPE-USY-U05-CTX | UNIT 5 CURRENT TRANSFORMERS | POLYCAST | 62035-7 | PCW15 SERIES | 156319 | INST | 1 | UNIT 5 | NERC |  |  |  |  | STANDARD |  |  |  | CURRENT TRANSFORMER | 0 | UNIT 5 |  |  |  |  | 2620 | [7 empty] | CTX |  |  |  | 52250 | 156319 | INSULATING | PCSCT04 |  |  | DRY TYPE
| 11395027 | UNIT 05 CURRENT XFM CT503 B PH | 2620 | Seven Sisters G.S. | 00105H-BPE-USY-U05-CTX | UNIT 5 CURRENT TRANSFORMERS | POLYCAST | 62035-3 | PCW15 SERIES | 156320 | INST | 1 | UNIT 5 | NERC |  |  |  |  | STANDARD |  |  |  | CURRENT TRANSFORMER | 0 | UNIT 5 |  |  |  |  | 2620 | [7 empty] | CTX |  |  |  | 52250 | 156320 | INSULATING | PCSCT04 |  |  | DRY TYPE
| 11395028 | UNIT 05 CURRENT XFM CT503 C PH | 2620 | Seven Sisters G.S. | 00105H-BPE-USY-U05-CTX | UNIT 5 CURRENT TRANSFORMERS | POLYCAST | 62035-4 | PCW15 SERIES | 156321 | INST | 1 | UNIT 5 | NERC |  |  |  |  | STANDARD |  |  |  | CURRENT TRANSFORMER | 0 | UNIT 5 |  |  |  |  | 2620 | [7 empty] | CTX |  |  |  | 52250 | 156321 | INSULATING | PCSCT04 |  |  | DRY TYPE
| 11395029 | UNIT 05 CURRENT XFM CT504 A PH | 2620 | Seven Sisters G.S. | 00105H-BPE-USY-U05-CTX | UNIT 5 CURRENT TRANSFORMERS | POLYCAST | 62035-8 | PCW15 SERIES | 156322 | INST | 1 | UNIT 5 | NERC |  |  |  |  | STANDARD |  |  |  | CURRENT TRANSFORMER | 0 | UNIT 5 |  |  |  |  | 2620 | [7 empty] | CTX |  |  |  | 52250 | 156322 | INSULATING | PCSCT04 |  |  | DRY TYPE
| 11395030 | UNIT 05 CURRENT XFM CT504 B PH | 2620 | Seven Sisters G.S. | 00105H-BPE-USY-U05-CTX | UNIT 5 CURRENT TRANSFORMERS | POLYCAST | 62035-2 | PCW15 SERIES | 156323 | INST | 1 | UNIT 5 | NERC |  |  |  |  | STANDARD |  |  |  | CURRENT TRANSFORMER | 0 | UNIT 5 |  |  |  |  | 2620 | [7 empty] | CTX |  |  |  | 52250 | 156323 | INSULATING | PCSCT04 |  |  | DRY TYPE
| 11395031 | UNIT 05 CURRENT XFM CT504 C PH | 2620 | Seven Sisters G.S. | 00105H-BPE-USY-U05-CTX | UNIT 5 CURRENT TRANSFORMERS | POLYCAST | 62035-5 | PCW15 SERIES | 156324 | INST | 1 | UNIT 5 | NERC |  |  |  |  | STANDARD |  |  |  | CURRENT TRANSFORMER | 0 | UNIT 5 |  |  |  |  | 2620 | [7 empty] | CTX |  |  |  | 52250 | 156324 | INSULATING | PCSCT04 |  |  | DRY TYPE
| 11395032 | UNIT 05 CURRENT XFM CT505 A PH | 2620 | Seven Sisters G.S. | 00105H-BPE-USY-U05-CTX | UNIT 5 CURRENT TRANSFORMERS | POLYCAST | 62035-9 | PCW15 SERIES | 156325 | INST | 1 | UNIT 5 | NERC |  |  |  |  | STANDARD |  |  |  | CURRENT TRANSFORMER | 0 | UNIT 5 |  |  |  |  | 2620 | [7 empty] | CTX |  |  |  | 52250 | 156325 | INSULATING | PCSCT04 |  |  | DRY TYPE
| 11395033 | UNIT 05 CURRENT XFM CT505 B PH | 2620 | Seven Sisters G.S. | 00105H-BPE-USY-U05-CTX | UNIT 5 CURRENT TRANSFORMERS | POLYCAST | 62035-1 | PCW15 SERIES | 156326 | INST | 1 | UNIT 5 | NERC |  |  |  |  | STANDARD |  |  |  | CURRENT TRANSFORMER | 0 | UNIT 5 |  |  |  |  | 2620 | [7 empty] | CTX |  |  |  | 52250 | 156326 | INSULATING | PCSCT04 |  |  | DRY TYPE
| 11395034 | UNIT 05 CURRENT XFM CT505 C PH | 2620 | Seven Sisters G.S. | 00105H-BPE-USY-U05-CTX | UNIT 5 CURRENT TRANSFORMERS | POLYCAST | 62035-6 | PCW15 SERIES | 156327 | INST | 1 | UNIT 5 | NERC |  |  |  |  | STANDARD |  |  |  | CURRENT TRANSFORMER | 0 | UNIT 5 |  |  |  |  | 2620 | [7 empty] | CTX |  |  |  | 52250 | 156327 | INSULATING | PCSCT04 |  |  | DRY TYPE
| 11395035 | UNIT 05 CURRENT XFM CT507 A PH | 2620 | Seven Sisters G.S. | 00105H-BPE-USY-U05-CTX | UNIT 5 CURRENT TRANSFORMERS | REQ | REQ | REQ | 156328 | INST | 1 | UNIT 5 | [5 empty] | STANDARD |  |  |  | CURRENT TRANSFORMER | 0 | UNIT 5 |  |  |  |  | 2620 | [7 empty] | CTX |  |  |  | 52250 | 156328 | INSULATING | PCSCT04 |  |  | DRY TYPE
| 11395036 | UNIT 05 CURRENT XFM CT507 B PH | 2620 | Seven Sisters G.S. | 00105H-BPE-USY-U05-CTX | UNIT 5 CURRENT TRANSFORMERS | REQ | REQ | REQ | 156329 | INST | 1 | UNIT 5 | [5 empty] | STANDARD |  |  |  | CURRENT TRANSFORMER | 0 | UNIT 5 |  |  |  |  | 2620 | [7 empty] | CTX |  |  |  | 52250 | 156329 | INSULATING | PCSCT04 |  |  | DRY TYPE
| 11395037 | UNIT 05 CURRENT XFM CT507 C PH | 2620 | Seven Sisters G.S. | 00105H-BPE-USY-U05-CTX | UNIT 5 CURRENT TRANSFORMERS | REQ | REQ | REQ | 156330 | INST | 1 | UNIT 5 | [5 empty] | STANDARD |  |  |  | CURRENT TRANSFORMER | 0 | UNIT 5 |  |  |  |  | 2620 | [7 empty] | CTX |  |  |  | 52250 | 156330 | INSULATING | PCSCT04 |  |  | DRY TYPE
| 11395660 | UNIT 05 GENERATOR SLIP RINGS | 2620 | Seven Sisters G.S. | 00105H-U05-GEN-EXC-SLR | UNIT 05 GENERATOR SLIPRINGS | CANADIAN GENERAL ELECTRIC LTD |  |  | 109521 | INST | 1 | UNIT 5 | [5 empty] | STANDARD |  |  |  | SLIP RING | 0 | UNIT 5 |  |  |  |  | 2620 | [7 empty] | SLR |  |  |  | 42114 | 109521 | data not found |  | SLR | GEN
| 11395017 | UNIT 05 NEUTRAL BUS CURRENT XFM CT501 A | 2620 | Seven Sisters G.S. | 00105H-U05-GEN-CTX | UNIT 05 GENERATOR CURRENT TRANSFORMERS | POLYCAST | 62538-2 | PCW15 SERIES | 156310 | INST | 1 | UNIT 5 | NERC |  |  |  |  | STANDARD |  |  |  | CURRENT TRANSFORMER | 0 | UNIT 5 |  |  |  |  | 2620 | [7 empty] | CTX |  |  |  | 52250 | 156310 | data not found | PCSCT04 |  |  | DRY TYPE
| 11395018 | UNIT 05 NEUTRAL BUS CURRENT XFM CT501 B | 2620 | Seven Sisters G.S. | 00105H-U05-GEN-CTX | UNIT 05 GENERATOR CURRENT TRANSFORMERS | POLYCAST | 62538-1 | PCW15 SERIES | 156311 | INST | 1 | UNIT 5 | NERC |  |  |  |  | STANDARD |  |  |  | CURRENT TRANSFORMER | 0 | UNIT 5 |  |  |  |  | 2620 | [7 empty] | CTX |  |  |  | 52250 | 156311 | data not found | PCSCT04 |  |  | DRY TYPE
| 11395019 | UNIT 05 NEUTRAL BUS CURRENT XFM CT501 C | 2620 | Seven Sisters G.S. | 00105H-U05-GEN-CTX | UNIT 05 GENERATOR CURRENT TRANSFORMERS | POLYCAST | 60577-1 | PCW15B2 | 156312 | INST | 1 | UNIT 5 | NERC |  |  |  |  | STANDARD |  |  |  | CURRENT TRANSFORMER | 0 | UNIT 5 |  |  |  |  | 2620 | [7 empty] | CTX |  |  |  | 52250 | 156312 | data not found | PCSCT04 |  |  | DRY TYPE
| 11395670 | UNIT 05 NEUTRAL GROUNDING TRANSFORMER | 2620 | Seven Sisters G.S. | 00105H-U05-GEN-NGX | UNIT 05 GENERATOR NEUTRAL GROUNDING XFM | CANSFIELD ELECTRIC WORKS LTD | 43546 | B | 125141 | INST | 1 | UNIT 5 | [5 empty] | STANDARD |  |  |  | TRANSFORMER | 0 | UNIT 5 |  |  |  |  | 2620 | [7 empty] | XFM |  |  |  | 52200 | 125141 | data not found
| 11395064 | UNIT 05 NEUTRAL XFM CURRENT XFM CT5N1 | 2620 | Seven Sisters G.S. | 00105H-U05-GEN-CTX | UNIT 05 GENERATOR CURRENT TRANSFORMERS | INSTRUMENT TRANSFORMERS INC | REQ | CTW3-60-T50-401 | 156309 | INST | 1 | UNIT 5 | NERC |  |  |  |  | STANDARD |  |  |  | CURRENT TRANSFORMER | 0 | UNIT 5 |  |  |  |  | 2620 | [7 empty] | CTX |  |  |  | 52250 | 156309 | INSULATING | PCSCT04 |  |  | DRY TYPE
| 11395042 | UNIT 06 CURRENT XFM CT602 A1 PH | 2620 | Seven Sisters G.S. | 00105H-BPE-USY-U06-CTX | UNIT 6 CURRENT TRANSFORMERS | TPM | REQ | SP364-B | 156342 | INST | 1 | UNIT 6 | NERC | 2013 |  |  |  | STANDARD |  |  |  | CURRENT TRANSFORMER | 0 | UNIT 6 |  |  |  |  | 2620 | [7 empty] | CTX |  |  |  | 52250 | 156342 | INSULATING | PCSCT04 |  |  | DRY TYPE
| 11395043 | UNIT 06 CURRENT XFM CT602 A2 PH | 2620 | Seven Sisters G.S. | 00105H-BPE-USY-U06-CTX | UNIT 6 CURRENT TRANSFORMERS | TPM | REQ | SP364-B | 156345 | INST | 1 | UNIT 6 | NERC |  |  |  |  | STANDARD |  |  |  | CURRENT TRANSFORMER | 0 | UNIT 6 |  |  |  |  | 2620 | [7 empty] | CTX |  |  |  | 52250 | 156345 | INSULATING | PCSCT04 |  |  | DRY TYPE
| 11395044 | UNIT 06 CURRENT XFM CT602 B1 PH | 2620 | Seven Sisters G.S. | 00105H-BPE-USY-U06-CTX | UNIT 6 CURRENT TRANSFORMERS | TPM | REQ | SP364-B | 156343 | INST | 1 | UNIT 6 | NERC |  |  |  |  | STANDARD |  |  |  | CURRENT TRANSFORMER | 0 | UNIT 6 |  |  |  |  | 2620 | [7 empty] | CTX |  |  |  | 52250 | 156343 | INSULATING | PCSCT04 |  |  | DRY TYPE
| 11395045 | UNIT 06 CURRENT XFM CT602 B2 PH | 2620 | Seven Sisters G.S. | 00105H-BPE-USY-U06-CTX | UNIT 6 CURRENT TRANSFORMERS | TPM | REQ | SP364-B | 156346 | INST | 1 | UNIT 6 | NERC |  |  |  |  | STANDARD |  |  |  | CURRENT TRANSFORMER | 0 | UNIT 6 |  |  |  |  | 2620 | [7 empty] | CTX |  |  |  | 52250 | 156346 | INSULATING | PCSCT04 |  |  | DRY TYPE
| 11395046 | UNIT 06 CURRENT XFM CT602 C1 PH | 2620 | Seven Sisters G.S. | 00105H-BPE-USY-U06-CTX | UNIT 6 CURRENT TRANSFORMERS | TPM | REQ | SP364-B | 156344 | INST | 1 | UNIT 6 | NERC | 2013 |  |  |  | STANDARD |  |  |  | CURRENT TRANSFORMER | 0 | UNIT 6 |  |  |  |  | 2620 | [7 empty] | CTX |  |  |  | 52250 | 156344 | INSULATING | PCSCT04 |  |  | DRY TYPE
| 11395047 | UNIT 06 CURRENT XFM CT602 C2 PH | 2620 | Seven Sisters G.S. | 00105H-BPE-USY-U06-CTX | UNIT 6 CURRENT TRANSFORMERS | TPM | REQ | SP364-B | 156347 | INST | 1 | UNIT 6 | NERC |  |  |  |  | STANDARD |  |  |  | CURRENT TRANSFORMER | 0 | UNIT 6 |  |  |  |  | 2620 | [7 empty] | CTX |  |  |  | 52250 | 156347 | INSULATING | PCSCT04 |  |  | DRY TYPE
| 11395048 | UNIT 06 CURRENT XFM CT603 A PH | 2620 | Seven Sisters G.S. | 00105H-BPE-USY-U06-CTX | UNIT 6 CURRENT TRANSFORMERS | POLYCAST | 15158-25 | PCW15 SERIES | 156348 | INST | 1 | UNIT 6 | [5 empty] | STANDARD |  |  |  | CURRENT TRANSFORMER | 0 | UNIT 6 |  |  |  |  | 2620 | [7 empty] | CTX |  |  |  | 52250 | 156348 | INSULATING | PCSCT04 |  |  | DRY TYPE
| 11395049 | UNIT 06 CURRENT XFM CT603 B PH | 2620 | Seven Sisters G.S. | 00105H-BPE-USY-U06-CTX | UNIT 6 CURRENT TRANSFORMERS | POLYCAST | 15158-6 | PCW15 SERIES | 156349 | INST | 1 | UNIT 6 | [5 empty] | STANDARD |  |  |  | CURRENT TRANSFORMER | 0 | UNIT 6 |  |  |  |  | 2620 | [7 empty] | CTX |  |  |  | 52250 | 156349 | INSULATING | PCSCT04 |  |  | DRY TYPE
| 11395050 | UNIT 06 CURRENT XFM CT603 C PH | 2620 | Seven Sisters G.S. | 00105H-BPE-USY-U06-CTX | UNIT 6 CURRENT TRANSFORMERS | POLYCAST | 15158-11 | PCW15 SERIES | 156350 | INST | 1 | UNIT 6 | [5 empty] | STANDARD |  |  |  | CURRENT TRANSFORMER | 0 | UNIT 6 |  |  |  |  | 2620 | [7 empty] | CTX |  |  |  | 52250 | 156350 | INSULATING | PCSCT04 |  |  | DRY TYPE
| 11395051 | UNIT 06 CURRENT XFM CT604 A PH | 2620 | Seven Sisters G.S. | 00105H-BPE-USY-U06-CTX | UNIT 6 CURRENT TRANSFORMERS | POLYCAST | 15158-7 | PCW15 SERIES | 156351 | INST | 1 | UNIT 6 | NERC |  |  |  |  | STANDARD |  |  |  | CURRENT TRANSFORMER | 0 | UNIT 6 |  |  |  |  | 2620 | [7 empty] | CTX |  |  |  | 52250 | 156351 | INSULATING | PCSCT04 |  |  | DRY TYPE
| 11395052 | UNIT 06 CURRENT XFM CT604 B PH | 2620 | Seven Sisters G.S. | 00105H-BPE-USY-U06-CTX | UNIT 6 CURRENT TRANSFORMERS | POLYCAST | 15158-1 | PCW15 SERIES | 156352 | INST | 1 | UNIT 6 | NERC |  |  |  |  | STANDARD |  |  |  | CURRENT TRANSFORMER | 0 | UNIT 6 |  |  |  |  | 2620 | [7 empty] | CTX |  |  |  | 52250 | 156352 | INSULATING | PCSCT04 |  |  | DRY TYPE
| 11395053 | UNIT 06 CURRENT XFM CT604 C PH | 2620 | Seven Sisters G.S. | 00105H-BPE-USY-U06-CTX | UNIT 6 CURRENT TRANSFORMERS | POLYCAST | 15158-8 | PCW15 SERIES | 156353 | INST | 1 | UNIT 6 | NERC |  |  |  |  | STANDARD |  |  |  | CURRENT TRANSFORMER | 0 | UNIT 6 |  |  |  |  | 2620 | [7 empty] | CTX |  |  |  | 52250 | 156353 | INSULATING | PCSCT04 |  |  | DRY TYPE
| 11395054 | UNIT 06 CURRENT XFM CT605 A PH | 2620 | Seven Sisters G.S. | 00105H-BPE-USY-U06-CTX | UNIT 6 CURRENT TRANSFORMERS | POLYCAST | 15158-4 | PCW15 SERIES | 156354 | INST | 1 | UNIT 6 | NERC |  |  |  |  | STANDARD |  |  |  | CURRENT TRANSFORMER | 0 | UNIT 6 |  |  |  |  | 2620 | [7 empty] | CTX |  |  |  | 52250 | 156354 | INSULATING | PCSCT04 |  |  | DRY TYPE
| 11395055 | UNIT 06 CURRENT XFM CT605 B PH | 2620 | Seven Sisters G.S. | 00105H-BPE-USY-U06-CTX | UNIT 6 CURRENT TRANSFORMERS | POLYCAST | 15158-13 | PCW15 SERIES | 156355 | INST | 1 | UNIT 6 | NERC |  |  |  |  | STANDARD |  |  |  | CURRENT TRANSFORMER | 0 | UNIT 6 |  |  |  |  | 2620 | [7 empty] | CTX |  |  |  | 52250 | 156355 | INSULATING | PCSCT04 |  |  | DRY TYPE
| 11395056 | UNIT 06 CURRENT XFM CT605 C PH | 2620 | Seven Sisters G.S. | 00105H-BPE-USY-U06-CTX | UNIT 6 CURRENT TRANSFORMERS | POLYCAST | 15158-9 | PCW15 SERIES | 156356 | INST | 1 | UNIT 6 | NERC |  |  |  |  | STANDARD |  |  |  | CURRENT TRANSFORMER | 0 | UNIT 6 |  |  |  |  | 2620 | [7 empty] | CTX |  |  |  | 52250 | 156356 | INSULATING | PCSCT04 |  |  | DRY TYPE
| 11395057 | UNIT 06 CURRENT XFM CT606 A PH | 2620 | Seven Sisters G.S. | 00105H-BPE-USY-U06-CTX | UNIT 6 CURRENT TRANSFORMERS | REQ | REQ | REQ | 156357 | INST | 1 | UNIT 6 | [5 empty] | STANDARD |  |  |  | CURRENT TRANSFORMER | 0 | UNIT 6 |  |  |  |  | 2620 | [7 empty] | CTX |  |  |  | 52250 | 156357 | INSULATING | PCSCT04 |  |  | DRY TYPE
| 11395058 | UNIT 06 CURRENT XFM CT606 B PH | 2620 | Seven Sisters G.S. | 00105H-BPE-USY-U06-CTX | UNIT 6 CURRENT TRANSFORMERS | REQ | REQ | REQ | 156358 | INST | 1 | UNIT 6 | [5 empty] | STANDARD |  |  |  | CURRENT TRANSFORMER | 0 | UNIT 6 |  |  |  |  | 2620 | [7 empty] | CTX |  |  |  | 52250 | 156358 | INSULATING | PCSCT04 |  |  | DRY TYPE
| 11395059 | UNIT 06 CURRENT XFM CT606 C PH | 2620 | Seven Sisters G.S. | 00105H-BPE-USY-U06-CTX | UNIT 6 CURRENT TRANSFORMERS | REQ | REQ | REQ | 156359 | INST | 1 | UNIT 6 | [5 empty] | STANDARD |  |  |  | CURRENT TRANSFORMER | 0 | UNIT 6 |  |  |  |  | 2620 | [7 empty] | CTX |  |  |  | 52250 | 156359 | INSULATING | PCSCT04 |  |  | DRY TYPE
| 11395060 | UNIT 06 CURRENT XFM CT607 A PH | 2620 | Seven Sisters G.S. | 00105H-BPE-USY-U06-CTX | UNIT 6 CURRENT TRANSFORMERS | REQ | REQ | REQ | 156360 | INST | 1 | UNIT 6 | NERC |  |  |  |  | STANDARD |  |  |  | CURRENT TRANSFORMER | 0 | UNIT 6 |  |  |  |  | 2620 | [7 empty] | CTX |  |  |  | 52250 | 156360 | INSULATING | PCSCT04 |  |  | DRY TYPE
| 11395061 | UNIT 06 CURRENT XFM CT607 B PH | 2620 | Seven Sisters G.S. | 00105H-BPE-USY-U06-CTX | UNIT 6 CURRENT TRANSFORMERS | REQ | REQ | REQ | 156361 | INST | 1 | UNIT 6 | NERC |  |  |  |  | STANDARD |  |  |  | CURRENT TRANSFORMER | 0 | UNIT 6 |  |  |  |  | 2620 | [7 empty] | CTX |  |  |  | 52250 | 156361 | INSULATING | PCSCT04 |  |  | DRY TYPE
| 11395062 | UNIT 06 CURRENT XFM CT607 C PH | 2620 | Seven Sisters G.S. | 00105H-BPE-USY-U06-CTX | UNIT 6 CURRENT TRANSFORMERS | REQ | REQ | REQ | 156362 | INST | 1 | UNIT 6 | NERC |  |  |  |  | STANDARD |  |  |  | CURRENT TRANSFORMER | 0 | UNIT 6 |  |  |  |  | 2620 | [7 empty] | CTX |  |  |  | 52250 | 156362 | INSULATING | PCSCT04 |  |  | DRY TYPE
| 11395728 | UNIT 06 GENERATOR SLIP RINGS | 2620 | Seven Sisters G.S. | 00105H-U06-GEN-EXC-SLR | UNIT 06 GENERATOR SLIPRINGS | CANADIAN GENERAL ELECTRIC LTD |  |  | 109865 | INST | 1 | UNIT 6 | [5 empty] | STANDARD |  |  |  | SLIP RING | 0 | UNIT 6 |  |  |  |  | 2620 | [7 empty] | SLR |  |  |  | 42114 | 109865 | data not found |  | SLR | GEN
| 11395039 | UNIT 06 NEUTRAL BUS CURRENT XFM CT601 A | 2620 | Seven Sisters G.S. | 00105H-U06-GEN-CTX | UNIT 06 GENERATOR CURRENT TRANSFORMERS | CANADIAN GENERAL ELECTRIC LTD | 163158 | K74Y | 156339 | INST | 1 | UNIT 6 | NERC |  |  |  |  | STANDARD |  |  |  | CURRENT TRANSFORMER | 0 | UNIT 6 |  |  |  |  | 2620 | [7 empty] | CTX |  |  |  | 52250 | 156339 | INSULATING | PCSCT04 |  |  | DRY TYPE
| 11395040 | UNIT 06 NEUTRAL BUS CURRENT XFM CT601 B | 2620 | Seven Sisters G.S. | 00105H-U06-GEN-CTX | UNIT 06 GENERATOR CURRENT TRANSFORMERS | CANADIAN GENERAL ELECTRIC LTD | 163169 | K74Y | 156340 | INST | 1 | UNIT 6 | NERC |  |  |  |  | STANDARD |  |  |  | CURRENT TRANSFORMER | 0 | UNIT 6 |  |  |  |  | 2620 | [7 empty] | CTX |  |  |  | 52250 | 156340 | data not found | PCSCT04 |  |  | DRY TYPE
| 11395041 | UNIT 06 NEUTRAL BUS CURRENT XFM CT601 C | 2620 | Seven Sisters G.S. | 00105H-U06-GEN-CTX | UNIT 06 GENERATOR CURRENT TRANSFORMERS | CANADIAN GENERAL ELECTRIC LTD | 163160 | K74Y | 156341 | INST | 1 | UNIT 6 | NERC |  |  |  |  | STANDARD |  |  |  | CURRENT TRANSFORMER | 0 | UNIT 6 |  |  |  |  | 2620 | [7 empty] | CTX |  |  |  | 52250 | 156341 | data not found | PCSCT04 |  |  | DRY TYPE
| 11395738 | UNIT 06 NEUTRAL GROUNDING TRANSFORMER | 2620 | Seven Sisters G.S. | 00105H-U06-GEN-NGX | UNIT 06 GENERATOR NEUTRAL GROUNDING XFM | CANSFIELD ELECTRIC WORKS LTD | 43547 | B | 125142 | INST | 1 | UNIT 6 | [5 empty] | STANDARD |  |  |  | TRANSFORMER | 0 | UNIT 6 |  |  |  |  | 2620 | [7 empty] | XFM |  |  |  | 52200 | 125142 | data not found
| 11916462 | UNIT 06 NEUTRAL XFM CURRENT XFM CT6N1 | 2620 | Seven Sisters G.S. | 00105H-U06-GEN-CTX | UNIT 06 GENERATOR CURRENT TRANSFORMERS | INSTRUMENT TRANSFORMERS INC | REQ | CTW3-60-T50-401 | NEW | INST | 1 | UNIT 6 | NERC |  |  |  |  | STANDARD |  |  |  | CURRENT TRANSFORMER | 0 | UNIT 6 |  |  |  |  | 2620 | [7 empty] | CTX |  |  |  | 52250 | 156309 | INSULATING | PCSCT04 |  |  | DRY TYPE
| 11395397 | UNIT 1 - VT101 A-B PHASE PT FOR AVR | 2620 | Seven Sisters G.S. | 00105H-BPE-USY-U01-PTX | UNIT 1 POTENTIAL TRANSFORMERS | CANADIAN GENERAL ELECTRIC LTD | 193676 | P | 122905 | INST | 1 | UNIT 1 | NERC |  |  |  |  | STANDARD |  |  |  | POTENTIAL TRANSFORMR | 0 | UNIT 1 |  |  |  |  | 2620 | [7 empty] | PTX |  |  |  | 42700 | 122905 | INSULATING | PCSPT02 |  |  | OIL | GALLONS IMP | 20 | LITRES |  | NO | data not found | [8 empty] | WHITE | VERIFIED - TEST DATE/VALUE |  | data not found | data not found
| 11395398 | UNIT 1 - VT101 B-C PHASE PT FOR AVR | 2620 | Seven Sisters G.S. | 00105H-BPE-USY-U01-PTX | UNIT 1 POTENTIAL TRANSFORMERS | PACKARD ELECTRIC | C119600 | PW | 122906 | INST | 1 | UNIT 1 | NERC |  |  |  |  | STANDARD |  |  |  | POTENTIAL TRANSFORMR | 0 | UNIT 1 |  |  |  |  | 2620 | [7 empty] | PTX |  |  |  | 42700 | 122906 | INSULATING | PCSPT02 |  |  | OIL | [14 empty] | WHITE | VERIFIED - TEST DATE/VALUE |  | data not found | data not found
| 11395399 | UNIT 1 - VT102 A-B PHASE PT FOR METERING | 2620 | Seven Sisters G.S. | 00105H-BPE-USY-U01-PTX | UNIT 1 POTENTIAL TRANSFORMERS | CANADIAN GENERAL ELECTRIC LTD | 135400 | P | 122907 | INST | 1 | UNIT 1 | NERC |  |  |  |  | STANDARD |  |  |  | POTENTIAL TRANSFORMR | 0 | UNIT 1 |  |  |  |  | 2620 | [7 empty] | PTX |  |  |  | 52250 | 122907 | INSULATING | PCSPT02 |  |  | OIL | [14 empty] | BLUE | VERIFIED - TEST DATE/VALUE |  | data not found | data not found
| 11395400 | UNIT 1 - VT102 B-C PHASE PT FOR METERING | 2620 | Seven Sisters G.S. | 00105H-BPE-USY-U01-PTX | UNIT 1 POTENTIAL TRANSFORMERS | CANADIAN GENERAL ELECTRIC LTD | 135389 | P | 122908 | INST | 1 | UNIT 1 | NERC |  |  |  |  | STANDARD |  |  |  | POTENTIAL TRANSFORMR | 0 | UNIT 1 |  |  |  |  | 2620 | [7 empty] | PTX |  |  |  | 52250 | 122908 | INSULATING | PCSPT02 |  |  | OIL | [14 empty] | WHITE | VERIFIED - TEST DATE/VALUE |  | data not found | data not found
| 11395401 | UNIT 1 AUXILIARY TIMER | 2620 | Seven Sisters G.S. | 00105H-U01-GEN-UCM-CNT | UNIT 1 UNIT CONTROL |  |  |  | 108958 | INST | 1 | UNIT 1 | [5 empty] | STANDARD |  |  |  | CONTROLLER | 0 | UNIT 1 |  |  |  |  | 2620 | [7 empty] | CNL |  |  |  | 64200 | 108958 | data not found
| 11395402 | UNIT 1 BRAKE AIR PRESSURE SWITCH | 2620 | Seven Sisters G.S. | 00105H-U01-GEN-BRK | UNIT 1 GENERATOR BRAKES | MERCOID CORPORATION | REQ | REQ | 106885 | INST | 1 | UNIT 1 | [5 empty] | STANDARD |  |  |  | CONTROL INPUT | 0 | UNIT 1 |  |  |  |  | 2620 | [7 empty] | CIN |  |  |  | 64218 | 106885 | data not found
| 11395403 | UNIT 1 BRAKE SOLENOID | 2620 | Seven Sisters G.S. | 00105H-U01-GEN-BRK | UNIT 1 GENERATOR BRAKES | WOODWARD GOVERNOR COMPANY |  | 5950-510 | 106884 | INST | 1 | UNIT 1 | [5 empty] | STANDARD |  |  |  | VALVE | 0 | UNIT 1 |  |  |  |  | 2620 | [7 empty] | VLV |  |  |  | 42180 | 106884 | data not found
| 11395404 | UNIT 1 CONTROL RELAY | 2620 | Seven Sisters G.S. | 00105H-U01-GEN-UCM-CNT | UNIT 1 UNIT CONTROL |  |  |  | 108964 | INST | 1 | UNIT 1 | [5 empty] | STANDARD |  |  |  | CONTROLLER | 0 | UNIT 1 |  |  |  |  | 2620 | [7 empty] | CNL |  |  |  | 60690 | 108964 | data not found
| 11395405 | UNIT 1 CREEP DETECTOR | 2620 | Seven Sisters G.S. | 00105H-U01-GEN-UCM-CNT | UNIT 1 UNIT CONTROL | GE |  |  | 108957 | INST | 1 | UNIT 1 | [5 empty] | STANDARD |  |  |  | CONTROL INPUT | 0 | UNIT 1 |  |  |  |  | 2620 | [7 empty] | CIN |  |  |  | 60630 | 108957 | data not found
| 11395406 | UNIT 1 EMERGENCY GEN SHUTDOWN SWITCH | 2620 | Seven Sisters G.S. | 00105H-U01-GEN-UCM-CNT | UNIT 1 UNIT CONTROL |  |  |  | 109373 | INST | 1 | UNIT 1 | [5 empty] | STANDARD |  |  |  | CONTROL INPUT | 0 | UNIT 1 |  |  |  |  | 2620 | [7 empty] | CIN |  |  |  | 64200 | 109373 | data not found
| 11395407 | UNIT 1 EXCITATION TRANSFORMER | 2620 | Seven Sisters G.S. | 00105H-U01-GEN-EXC-XFM | UNIT 1 GEN EXCITER TRANSFORMER | HAMMOND MFG CO. | DB99B39 | K | 108956 | INST | 1 | UNIT 1 | [5 empty] | STANDARD |  |  |  | TRANSFORMER | 0 | UNIT 1 |  |  |  |  | 2620 | [7 empty] | XFM |  |  |  | 42701 | 108956 | data not found
| 11395408 | UNIT 1 EXCITER FIELD BREAKER | 2620 | Seven Sisters G.S. | 00105H-U01-GEN-EXC-ROT | UNIT 1 GENERATOR ROTATING EXCITER | ASEA BROWN BOVERI INC | REQ | REQ | 108906 | INST | 1 | UNIT 1 | [5 empty] | STANDARD |  |  |  | CIRCUIT BREAKER | 0 | UNIT 1 |  |  |  |  | 2620 | [7 empty] | CBK |  |  |  | 42703 | 108906 |  |  |  |  | AIR
| 11395409 | UNIT 1 EXCITER TRIP RELAY | 2620 | Seven Sisters G.S. | 00105H-U01-GEN-UCM-CNT | UNIT 1 UNIT CONTROL |  |  |  | 109376 | INST | 1 | UNIT 1 | [5 empty] | STANDARD |  |  |  | CONTROLLER | 0 | UNIT 1 |  |  |  |  | 2620 | [7 empty] | CNL |  |  |  | 64200 | 109376 | data not found
| 11395410 | UNIT 1 FIELD FLASHING CONTACTOR | 2620 | Seven Sisters G.S. | 00105H-U01-GEN-EXC | UNIT 1 GENERATOR EXCITER | ASEA BROWN BOVERI INC |  |  | 108965 | INST | 1 | UNIT 1 | [5 empty] | STANDARD |  |  |  | CONTACTOR | 0 | UNIT 1 |  |  |  |  | 2620 | [7 empty] | CON |  |  |  | 42716 | 108965 | data not found
| 11395411 | UNIT 1 GENERATOR DELUGE SYSTEM | 2620 | Seven Sisters G.S. | 00105H-BPA-FPS-FWS-DST-DLG | FIRE WATER DELUGE SYSTEM |  |  |  | 036537 | INST | 1 | UNIT 1 | FIRE |  |  |  |  | STANDARD |  |  |  | DELUGE | 0 | UNIT 1 |  |  |  |  | 2620 | [7 empty] | DLG |  |  |  | 78200 | 036537 | data not found
| 11459918 | UNIT 1 GENERATOR FIRE DETECTION SYSTEM | 2620 | Seven Sisters G.S. | 00105H-BPA-FPS-CNT-DET | FIRE PROTECTION DETECTION SYSTEMS | PYROTRONICS |  | FIU |  | INST | 1 | UNIT 1 |  | 1956 |  |  |  | STANDARD |  |  |  | FIRE DETECTION SYS | 0 | UNIT 1 |  |  |  |  | 2620 | [7 empty] | FDS |  |  |  | 78000 |  | data not found
| 11395412 | UNIT 1 GENERATOR LOWER GUIDE BEARING | 2620 | Seven Sisters G.S. | 00105H-U01-GEN-BRG-GBR | UNIT 1 GENERATOR GUIDE BEARING(S) | CANADIAN GENERAL ELECTRIC LTD |  |  | 040062 | INST | 1 | UNIT 1 | [5 empty] | STANDARD |  |  |  | BEARING | 0 | UNIT 1 |  |  |  |  | 2620 | [7 empty] | BRG |  |  |  | 42140 | 040062 | data not found
| 11395413 | UNIT 1 GENERATOR MAINTENANCE PLATFORM | 2620 | Seven Sisters G.S. | 00105H-U01-GEN | UNIT 1 GENERATOR | REQ | REQ | REQ | 164460 | INST | 1 | UNIT 1 | [5 empty] | STANDARD |  |  |  | MAINT SCAFFOLDING | 0 | UNIT 1 |  |  |  |  | 2620 | [7 empty] | SCF |  |  |  | 76600 | 164460 | data not found
| 11395414 | UNIT 1 GENERATOR ROTATING EXCITER | 2620 | Seven Sisters G.S. | 00105H-U01-GEN-EXC-ROT | UNIT 1 GENERATOR ROTATING EXCITER | CANADIAN GENERAL ELECTRIC LTD | 134590 | MPC.8 | 106938 | INST | 1 | UNIT 1 | [5 empty] | STANDARD |  |  |  | EXCITER | 0 | UNIT 1 |  |  |  |  | 2620 |  |  | 2000-01-01 |  |  |  |  | EXC |  |  |  | 42740 | 106938 | data not found | [10 empty] | YES | EXCITATION SYSTEM, DIGITAL | EXCITERS | NO | data not found
| 11395439 | UNIT 1 GENERATOR ROTOR - FIELD POLES | 2620 | Seven Sisters G.S. | 00105H-U01-GEN-RTR | UNIT 1 GENERATOR ROTOR | CANADIAN GENERAL ELECTRIC LTD |  |  | 106883 | INST | 1 | UNIT 1 | [5 empty] | STANDARD |  |  |  | WINDING | 0 | UNIT 1 |  |  |  |  | 2620 |  |  | 1993-12-16 |  |  |  |  | WND |  |  |  | 42113 | 106883 | data not found
| 11395415 | UNIT 1 GENERATOR ROTOR - SPIDER/RIM | 2620 | Seven Sisters G.S. | 00105H-U01-GEN-RTR | UNIT 1 GENERATOR ROTOR | CANADIAN GENERAL ELECTRIC LTD |  |  | 039255 | INST | 1 | UNIT 1 | [5 empty] | STANDARD |  |  |  | ROTOR | 0 | UNIT 1 |  |  |  |  | 2620 |  |  | 1993-01-01 |  |  |  |  | RTR |  |  |  | 42110 | 039255 | data not found | [10 empty] | YES | GENERATOR, ROTOR | GENERATORS | NO | data not found
| 11395417 | UNIT 1 GENERATOR STATOR - CORE/FRAME | 2620 | Seven Sisters G.S. | 00105H-U01-GEN-STA | UNIT 1 GENERATOR STATOR | CANADIAN GENERAL ELECTRIC LTD |  |  | 039342 | INST | 1 | UNIT 1 | [5 empty] | STANDARD |  |  |  | STATOR | 0 | UNIT 1 |  |  |  |  | 2620 |  |  | 1993-01-01 |  |  |  |  | STA |  |  |  | 42120 | 039342 | data not found | [10 empty] | YES | GENERATOR, STATOR | GENERATORS | NO | data not found
| 11395443 | UNIT 1 GENERATOR STATOR - WINDING | 2620 | Seven Sisters G.S. | 00105H-U01-GEN-STA | UNIT 1 GENERATOR STATOR | CANADIAN GENERAL ELECTRIC LTD |  |  | 106321 | INST | 1 | UNIT 1 |  | 1993 |  |  |  | STANDARD |  |  |  | WINDING | 0 | UNIT 1 |  |  |  |  | 2620 |  |  | 1993-12-16 |  |  |  |  | WND |  |  |  | 42123 | 106321 | data not found
| 11395418 | UNIT 1 GENERATOR THRUST BEARING | 2620 | Seven Sisters G.S. | 00105H-U01-GEN-BRG-TBR | UNIT 1 GENERATOR THRUST BEARING | KINGSBURY MACHINE WORKS INC |  |  | 039606 | INST | 1 | UNIT 1 | [5 empty] | STANDARD |  |  |  | BEARING | 0 | UNIT 1 |  |  |  |  | 2620 | [7 empty] | BRG |  |  |  | 42140 | 039606 | LUBRICATION |  |  |  | OIL | LITRES | 6000 | LITRES |  | NO | data not found
| 11395419 | UNIT 1 GENERATOR UPPER GUIDE BEARING | 2620 | Seven Sisters G.S. | 00105H-U01-GEN-BRG-GBR | UNIT 1 GENERATOR GUIDE BEARING(S) | CANADIAN GENERAL ELECTRIC LTD |  |  | 039588 | INST | 1 | UNIT 1 | [5 empty] | STANDARD |  |  |  | BEARING | 0 | UNIT 1 |  |  |  |  | 2620 | [7 empty] | BRG |  |  |  | 42140 | 039588 | data not found
| 11395420 | UNIT 1 GENERATOR VOLTAGE REGULATOR | 2620 | Seven Sisters G.S. | 00105H-U01-GEN-EXC-VRG | UNIT 1 GENERATOR VOLTAGE REGULATOR | ABB POWER T&D COMPANY INC | 518066-323-4 | 520DF50 | 050232 | INST | 1 | UNIT 1 | [5 empty] | STANDARD |  |  |  | VOLTAGE REGULATOR | 0 | UNIT 1 |  |  |  |  | 2620 | [7 empty] | REG |  |  |  | 42704 | 050232 | data not found
| 11395421 | UNIT 1 GOV OIL ACCUMULATOR TANK | 2620 | Seven Sisters G.S. | 00105H-U01-TUR-GOV-OPR-TNK | UNIT 1 GOVERNOR SYS PRESS VESSELS | ACME WELDING & SUPPLY | 491-24 | A3538.4 | 106802 | INST | 1 | UNIT 1 | [5 empty] | PSETPR |  |  |  | TANK | 0 | UNIT 1 |  |  |  |  | 2620 | [7 empty] | TNK |  |  |  | 41714 | 106802 | data not found | [74 empty] | GASOVERLIQUID
| 11395422 | UNIT 1 GOV OIL SUMP TANK | 2620 | Seven Sisters G.S. | 00105H-U01-TUR-GOV-ONP | UNIT 1 GOV NON PRESSURIZED OIL SYSTEM |  |  |  | 106800 | INST | 1 | UNIT 1 | [5 empty] | STANDARD |  |  |  | TANK | 0 | UNIT 1 |  |  |  |  | 2620 | [7 empty] | TNK |  |  |  | 41715 | 106800 | data not found | [7 empty] | TERESSO 46 |  | data not found
| 11395423 | UNIT 1 GOV SUMP TANK LOW OIL SWITCH | 2620 | Seven Sisters G.S. | 00105H-U01-TUR-GOV-ONP | UNIT 1 GOV NON PRESSURIZED OIL SYSTEM | JO-BELL PRODUCTS | REQ | REQ | 106801 | INST | 1 | UNIT 1 | [5 empty] | STANDARD |  |  |  | CONTROL INPUT | 0 | UNIT 1 |  |  |  |  | 2620 | [7 empty] | CIN |  |  |  | 41715 | 106801 | data not found
| 11395424 | UNIT 1 GOVERNOR ACTUATOR | 2620 | Seven Sisters G.S. | 00105H-U01-TUR-GOV-CNT | UNIT 1 GOVERNOR CONTROL | WOODWARD GOVERNOR COMPANY | 6504 | A-7 ACTUATOR | 032802 | INST | 1 | UNIT 1 |  |  | 05-34-14 | GOVERNOR ACTUATOR WOODWARD A |  | STANDARD |  |  |  | ACTUATOR | 0 | UNIT 1 |  |  |  |  | 2620 |  |  | 1931-01-01 |  |  |  |  | ACT |  |  |  | 41721 | 032802 | data not found | [10 empty] | YES | GOVERNOR, MECHANICAL | GOVERNORS | NO | data not found
| 11397254 | UNIT 1 GOVERNOR BALLHEAD | 2620 | Seven Sisters G.S. | 00105H-U01-TUR-GOV-CNT | UNIT 1 GOVERNOR CONTROL | WOODWARD GOVERNOR COMPANY |  |  | 106808 | ASEQ | 1 | UNIT 1 | [5 empty] | STANDARD |  |  |  | BALLHEAD | 0 | UNIT 1 |  |  |  |  | 2620 |  |  |  | 11395424 | UNIT 1 GOVERNOR ACTUATOR |  |  | BHD |  |  |  | 41721 | 106808 | data not found
| 11397255 | UNIT 1 GOVERNOR DASHPOT | 2620 | Seven Sisters G.S. | 00105H-U01-TUR-GOV-CNT | UNIT 1 GOVERNOR CONTROL | WOODWARD GOVERNOR COMPANY |  |  | 108555 | ASEQ | 1 | UNIT 1 | [5 empty] | STANDARD |  |  |  | DASHPOT | 0 | UNIT 1 |  |  |  |  | 2620 |  |  |  | 11395424 | UNIT 1 GOVERNOR ACTUATOR |  |  | DHP |  |  |  | 41723 | 108555 | data not found
| 11397256 | UNIT 1 GOVERNOR MAIN VALVE | 2620 | Seven Sisters G.S. | 00105H-U01-TUR-GOV-CNT | UNIT 1 GOVERNOR CONTROL | WOODWARD GOVERNOR COMPANY |  |  | 107018 | ASEQ | 1 | UNIT 1 | [5 empty] | STANDARD |  |  |  | VALVE | 0 | UNIT 1 |  |  |  |  | 2620 |  |  |  | 11395424 | UNIT 1 GOVERNOR ACTUATOR |  |  | VLV |  |  |  | 41713 | 107018 | data not found
| 11397257 | UNIT 1 GOVERNOR PILOT VALVE | 2620 | Seven Sisters G.S. | 00105H-U01-TUR-GOV-CNT | UNIT 1 GOVERNOR CONTROL | WOODWARD GOVERNOR COMPANY |  |  | 106867 | ASEQ | 1 | UNIT 1 | [5 empty] | STANDARD |  |  |  | VALVE | 0 | UNIT 1 |  |  |  |  | 2620 |  |  |  | 11395424 | UNIT 1 GOVERNOR ACTUATOR |  |  | VLV |  |  |  | 41713 | 106867 | data not found
| 11397258 | UNIT 1 GOVERNOR RESTORING MECHANISM | 2620 | Seven Sisters G.S. | 00105H-U01-TUR-GOV-CNT | UNIT 1 GOVERNOR CONTROL |  |  |  | 106871 | ASEQ | 1 | UNIT 1 | [5 empty] | STANDARD |  |  |  | RESTORING MECHANISM | 0 | UNIT 1 |  |  |  |  | 2620 |  |  |  | 11395424 | UNIT 1 GOVERNOR ACTUATOR |  |  | RSM |  |  |  | 41728 | 106871 | data not found
| 11395425 | UNIT 1 GOVERNOR SERVOMOTOR | 2620 | Seven Sisters G.S. | 00105H-U01-TUR-GOV-CNT | UNIT 1 GOVERNOR CONTROL |  |  |  | 106806 | INST | 1 | UNIT 1 | [5 empty] | STANDARD |  |  |  | SERVO MOTOR | 0 | UNIT 1 |  |  |  |  | 2620 | [7 empty] | SMT |  |  |  | 41141 | 106806 | data not found
| 11397259 | UNIT 1 GOVERNOR SOLENOID | 2620 | Seven Sisters G.S. | 00105H-U01-TUR-GOV-CNT | UNIT 1 GOVERNOR CONTROL | CANADIAN GENERAL ELECTRIC LTD |  |  | 106866 | ASEQ | 1 | UNIT 1 | [5 empty] | STANDARD |  |  |  | VALVE | 0 | UNIT 1 |  |  |  |  | 2620 |  |  |  | 11395424 | UNIT 1 GOVERNOR ACTUATOR |  |  | VLV |  |  |  | 41723 | 106866 | data not found
| 11397260 | UNIT 1 HEAD GATE A BRAKE THRUSTER | 2620 | Seven Sisters G.S. | 00105H-U01-TUR-WSD-HGT-HG1-HST | UNIT 1 HEADGATE A HOIST | CANADIAN GENERAL ELECTRIC LTD |  | CR9504D1 | 108556 | ASEQ | 1 | UNIT 1 | [5 empty] | STANDARD |  |  |  | BRAKE | 0 | UNIT 1 |  |  |  |  | 2620 |  |  |  | 11395427 | UNIT 1 HEAD GATE A ELECTRIC HOIST |  |  | BRK |  |  |  | 76180 | 108556 | LUBRICATION |  |  |  | OIL | LITRES | 7 | LITRES | VOLTESSO 35 | YES | data not found
| 11395427 | UNIT 1 HEAD GATE A ELECTRIC HOIST | 2620 | Seven Sisters G.S. | 00105H-U01-TUR-WSD-HGT-HG1-HST | UNIT 1 HEADGATE A HOIST | DOMINION BRIDGE CO. LTD. | 1246 |  | 108483 | INST | 1 | UNIT 1 | [5 empty] | CRANE_HOIST |  |  |  | HOIST | 0 | UNIT 1 |  |  |  |  | 2620 | [7 empty] | HST |  |  |  | 76180 | 108483 | data not found
| 11397261 | UNIT 1 HEAD GATE A HOIST BRAKE | 2620 | Seven Sisters G.S. | 00105H-U01-TUR-WSD-HGT-HG1-HST | UNIT 1 HEADGATE A HOIST |  | REQ | REQ | 108484 | ASEQ | 1 | UNIT 1 | [5 empty] | STANDARD |  |  |  | BRAKE | 0 | UNIT 1 |  |  |  |  | 2620 |  |  |  | 11395427 | UNIT 1 HEAD GATE A ELECTRIC HOIST |  |  | BRK |  |  |  | 76180 | 108484 | data not found
| 11397262 | UNIT 1 HEAD GATE A RAISE LIMIT SWITCH | 2620 | Seven Sisters G.S. | 00105H-U01-TUR-WSD-HGT-HG1-HST | UNIT 1 HEADGATE A HOIST | REQ | REQ | REQ | 108905 | ASEQ | 1 | UNIT 1 | [5 empty] | STANDARD |  |  |  | CONTROL INPUT | 0 | UNIT 1 |  |  |  |  | 2620 |  |  |  | 11395427 | UNIT 1 HEAD GATE A ELECTRIC HOIST |  |  | CIN |  |  |  | 76180 | 108905 | data not found
| 11397263 | UNIT 1 HEAD GATE B BRAKE THRUSTER | 2620 | Seven Sisters G.S. | 00105H-U01-TUR-WSD-HGT-HG2-HST | UNIT 1 HEADGATE B HOIST | CANADIAN GENERAL ELECTRIC LTD |  | CR9504D1 | 123062 | ASEQ | 1 | UNIT 1 | [5 empty] | STANDARD |  |  |  | BRAKE | 0 | UNIT 1 |  |  |  |  | 2620 |  |  |  | 11395428 | UNIT 1 HEAD GATE B ELECTRIC HOIST |  |  | BRK |  |  |  | 76180 | 123062 | LUBRICATION |  |  |  | OIL | LITRES | 7 | LITRES | VOLTESSO 35 | YES | data not found
| 11395428 | UNIT 1 HEAD GATE B ELECTRIC HOIST | 2620 | Seven Sisters G.S. | 00105H-U01-TUR-WSD-HGT-HG2-HST | UNIT 1 HEADGATE B HOIST | DOMINION BRIDGE CO. LTD. | 1243 |  | 123060 | INST | 1 | UNIT 1 | [5 empty] | CRANE_HOIST |  |  |  | HOIST | 0 | UNIT 1 |  |  |  |  | 2620 | [7 empty] | HST |  |  |  | 76180 | 123060 | data not found
| 11397264 | UNIT 1 HEAD GATE B HOIST BRAKE | 2620 | Seven Sisters G.S. | 00105H-U01-TUR-WSD-HGT-HG2-HST | UNIT 1 HEADGATE B HOIST |  | REQ | REQ | 123061 | ASEQ | 1 | UNIT 1 | [5 empty] | STANDARD |  |  |  | BRAKE | 0 | UNIT 1 |  |  |  |  | 2620 |  |  |  | 11395428 | UNIT 1 HEAD GATE B ELECTRIC HOIST |  |  | BRK |  |  |  | 76180 | 123061 | data not found
| 11397265 | UNIT 1 HEAD GATE B RAISE LIMIT SWITCH | 2620 | Seven Sisters G.S. | 00105H-U01-TUR-WSD-HGT-HG2-HST | UNIT 1 HEADGATE B HOIST | CANADIAN GENERAL ELECTRIC LTD | 2233917 | CR 9423-LS439B | 123063 | ASEQ | 1 | UNIT 1 | [5 empty] | STANDARD |  |  |  | CONTROL INPUT | 0 | UNIT 1 |  |  |  |  | 2620 |  |  |  | 11395428 | UNIT 1 HEAD GATE B ELECTRIC HOIST |  |  | CIN |  |  |  | 76180 | 123063 | data not found
| 11397266 | UNIT 1 HEAD GATE C BRAKE THRUSTER | 2620 | Seven Sisters G.S. | 00105H-U01-TUR-WSD-HGT-HG3-HST | UNIT 1 HEADGATE C HOIST | CANADIAN GENERAL ELECTRIC LTD |  | CR9504D1 | 123066 | ASEQ | 1 | UNIT 1 | [5 empty] | STANDARD |  |  |  | BRAKE | 0 | UNIT 1 |  |  |  |  | 2620 |  |  |  | 11395429 | UNIT 1 HEAD GATE C ELECTRIC HOIST |  |  | BRK |  |  |  | 76180 | 123066 | LUBRICATION |  |  |  | OIL | LITRES | 7 | LITRES | VOLTESSO 35 | YES | data not found
| 11395429 | UNIT 1 HEAD GATE C ELECTRIC HOIST | 2620 | Seven Sisters G.S. | 00105H-U01-TUR-WSD-HGT-HG3-HST | UNIT 1 HEADGATE C HOIST | DOMINION BRIDGE CO. LTD. | 1245 |  | 123064 | INST | 1 | UNIT 1 | [5 empty] | CRANE_HOIST |  |  |  | HOIST | 0 | UNIT 1 |  |  |  |  | 2620 | [7 empty] | HST |  |  |  | 76180 | 123064 | data not found
| 11397267 | UNIT 1 HEAD GATE C HOIST BRAKE | 2620 | Seven Sisters G.S. | 00105H-U01-TUR-WSD-HGT-HG3-HST | UNIT 1 HEADGATE C HOIST |  | REQ | REQ | 123065 | ASEQ | 1 | UNIT 1 | [5 empty] | STANDARD |  |  |  | BRAKE | 0 | UNIT 1 |  |  |  |  | 2620 |  |  |  | 11395429 | UNIT 1 HEAD GATE C ELECTRIC HOIST |  |  | BRK |  |  |  | 76180 | 123065 | data not found
| 11397268 | UNIT 1 HEAD GATE C RAISE LIMIT SWITCH | 2620 | Seven Sisters G.S. | 00105H-U01-TUR-WSD-HGT-HG3-HST | UNIT 1 HEADGATE C HOIST | CANADIAN GENERAL ELECTRIC LTD | 2233917 | CR 9423-LS439B | 123067 | ASEQ | 1 | UNIT 1 | [5 empty] | STANDARD |  |  |  | CONTROL INPUT | 0 | UNIT 1 |  |  |  |  | 2620 |  |  |  | 11395429 | UNIT 1 HEAD GATE C ELECTRIC HOIST |  |  | CIN |  |  |  | 76180 | 123067 | data not found
| 11395430 | UNIT 1 HEADGATE A | 2620 | Seven Sisters G.S. | 00105H-U01-TUR-WSD-HGT-HG1 | UNIT 1 HEADGATE A | DOMINION BRIDGE CO. LTD. |  |  | 123054 | INST | 1 | UNIT 1 | [5 empty] | STANDARD |  |  |  | GATE | 0 | UNIT 1 |  |  |  |  | 2620 | [7 empty] | GTE |  |  |  | 76300 | 123054 | data not found
| 11395431 | UNIT 1 HEADGATE B | 2620 | Seven Sisters G.S. | 00105H-U01-TUR-WSD-HGT-HG2 | UNIT 1 HEADGATE B | DOMINION BRIDGE CO. LTD. |  |  | 123055 | INST | 1 | UNIT 1 | [5 empty] | STANDARD |  |  |  | GATE | 0 | UNIT 1 |  |  |  |  | 2620 | [7 empty] | GTE |  |  |  | 76300 | 123055 | data not found
| 11395432 | UNIT 1 HEADGATE C | 2620 | Seven Sisters G.S. | 00105H-U01-TUR-WSD-HGT-HG3 | UNIT 1 HEADGATE C | DOMINION BRIDGE CO. LTD. |  |  | 123056 | INST | 1 | UNIT 1 | [5 empty] | STANDARD |  |  |  | GATE | 0 | UNIT 1 |  |  |  |  | 2620 | [7 empty] | GTE |  |  |  | 76300 | 123056 | data not found
| 11395433 | UNIT 1 HEADGATE TRIP SWITCH | 2620 | Seven Sisters G.S. | 00105H-U01-GEN-UCM-CNT | UNIT 1 UNIT CONTROL |  |  |  | 108955 | INST | 1 | UNIT 1 | [5 empty] | STANDARD |  |  |  | CONTROL INPUT | 0 | UNIT 1 |  |  |  |  | 2620 | [7 empty] | CIN |  |  |  | 64200 | 108955 | data not found
| 11395434 | UNIT 1 HIGH PRESSURE OIL LIFT PUMP | 2620 | Seven Sisters G.S. | 00105H-U01-GEN-BRG-TBR-OPR | UNIT 1 GENERATOR THRUST BRG HP LIFT | VICKERS | 382075-3 | V10 1P2P 1C20 | 032850 | INST | 1 | UNIT 1 |  |  | 05-50-44 | PUMP HP VICKERS V10 1P2P 1A20 |  | STANDARD |  |  |  | PUMP | 0 | UNIT 1 |  |  |  |  | 2620 | [7 empty] | PMP |  |  |  | 42171 | 032850 | data not found | GENTHR01
| 11397269 | UNIT 1 HIGH PRESSURE PUMP MOTOR STARTER | 2620 | Seven Sisters G.S. | 00105H-U01-GEN-BRG-TBR-OPR | UNIT 1 GENERATOR THRUST BRG HP LIFT | KLOCKNER-MOELLER |  |  | 108953 | ASEQ | 1 | UNIT 1 | [5 empty] | STANDARD |  |  |  | STARTER DEVICE | 0 | UNIT 1 |  |  |  |  | 2620 |  |  |  | 11395434 | UNIT 1 HIGH PRESSURE OIL LIFT PUMP |  |  | STT |  |  |  | 42171 | 108953 | data not found
| 11395435 | UNIT 1 LOWER GUIDE BRG OIL FLOW METER | 2620 | Seven Sisters G.S. | 00105H-U01-GEN-BRG-GBR | UNIT 1 GENERATOR GUIDE BEARING(S) | HEDLAND |  |  | 124910 | INST | 1 | UNIT 1 | [5 empty] | STANDARD |  |  |  | METER | 0 | UNIT 1 |  |  |  |  | 2620 | [7 empty] | MET |  |  |  | 64214 | 124910 | data not found
| 11395436 | UNIT 1 LUBE OIL PUMP 1 | 2620 | Seven Sisters G.S. | 00105H-U01-GEN-BRG-ONP | UNIT 1 GEN BEARING LUBE OIL | IMO DELAVAL INC | REQ | A3DB118 | 108743 | INST | 1 | UNIT 1 | [5 empty] | STANDARD |  |  |  | PUMP | 0 | UNIT 1 |  |  |  |  | 2620 | [7 empty] | PMP |  |  |  | 42170 | 108743 | data not found
| 11397270 | UNIT 1 LUBE OIL PUMP 1 MOTOR STARTER | 2620 | Seven Sisters G.S. | 00105H-U01-GEN-BRG-ONP | UNIT 1 GEN BEARING LUBE OIL | CANADIAN GENERAL ELECTRIC LTD |  |  | 108796 | ASEQ | 1 | UNIT 1 | [5 empty] | STANDARD |  |  |  | STARTER DEVICE | 0 | UNIT 1 |  |  |  |  | 2620 |  |  |  | 11395436 | UNIT 1 LUBE OIL PUMP 1 |  |  | STT |  |  |  | 42170 | 108796 | data not found
| 11395437 | UNIT 1 LUBE OIL PUMP 2 | 2620 | Seven Sisters G.S. | 00105H-U01-GEN-BRG-ONP | UNIT 1 GEN BEARING LUBE OIL | IMO DELAVAL INC | 63989 | A3DB118 | 108744 | INST | 1 | UNIT 1 | [5 empty] | STANDARD |  |  |  | PUMP | 0 | UNIT 1 |  |  |  |  | 2620 | [7 empty] | PMP |  |  |  | 42170 | 108744 | data not found
| 11397271 | UNIT 1 LUBE OIL PUMP 2 MOTOR STARTER | 2620 | Seven Sisters G.S. | 00105H-U01-GEN-BRG-ONP | UNIT 1 GEN BEARING LUBE OIL | CANADIAN GENERAL ELECTRIC LTD |  |  | 108797 | ASEQ | 1 | UNIT 1 | [5 empty] | STANDARD |  |  |  | STARTER DEVICE | 0 | UNIT 1 |  |  |  |  | 2620 |  |  |  | 11395437 | UNIT 1 LUBE OIL PUMP 2 |  |  | STT |  |  |  | 42170 | 108797 | data not found
| 11668247 | UNIT 1 LUBE OIL SUMP TANK | 2620 | Seven Sisters G.S. | 00105H-U01-GEN-BRG-ONP | UNIT 1 GEN BEARING LUBE OIL |  |  |  | NEW | INST | 1 | UNIT 1 | [5 empty] | STANDARD |  |  |  | TANK | 0 | UNIT 1 |  |  |  |  | 2620 | [7 empty] | TNK |  |  |  | 42170 | NEW | data not found | [7 empty] | TERESSO 68 |  | data not found
| 11395438 | UNIT 1 PERMANENT MAGNET GENERATOR | 2620 | Seven Sisters G.S. | 00105H-U01-TUR-GOV-CNT | UNIT 1 GOVERNOR CONTROL | WOODWARD GOVERNOR COMPANY | 6505 |  | 032772 | INST | 1 | UNIT 1 |  |  | 05-36-66 | GENERATOR PERMANENT MAG WOODWARD SS |  | STANDARD |  |  |  | GENERATOR | 0 | UNIT 1 |  |  |  |  | 2620 | [7 empty] | GEN |  |  |  | 41724 | 032772 | data not found
| 11397272 | UNIT 1 RATE LIMITER | 2620 | Seven Sisters G.S. | 00105H-U01-TUR-GOV-CNT | UNIT 1 GOVERNOR CONTROL | WOODWARD GOVERNOR COMPANY |  |  | 108794 | ASEQ | 1 | UNIT 1 | [5 empty] | STANDARD |  |  |  | RATE LIMITER | 0 | UNIT 1 |  |  |  |  | 2620 |  |  |  | 11395424 | UNIT 1 GOVERNOR ACTUATOR |  |  | RLM |  |  |  | 41723 | 108794 | data not found
| 11395440 | UNIT 1 SHAFT SEAL | 2620 | Seven Sisters G.S. | 00105H-U01-TUR-HDC-SSL | UNIT 1 TURBINE SHAFT SEAL |  |  |  | 061086 | INST | 1 | UNIT 1 |  |  | 05-60-46 | SHAFT SEAL COMPONENTS SS |  | STANDARD |  |  |  | SEAL | 0 | UNIT 1 |  |  |  |  | 2620 | [7 empty] | SEA |  |  |  | 41123 | 061086 | data not found
| 11395441 | UNIT 1 SPEED SWITCH | 2620 | Seven Sisters G.S. | 00105H-U01-GEN-UCM-CNT | UNIT 1 UNIT CONTROL |  |  |  | 032826 | INST | 1 | UNIT 1 |  |  | 05-36-85 | SWITCH SPEED WOODWARD SS |  | STANDARD |  |  |  | CONTROL INPUT | 0 | UNIT 1 |  |  |  |  | 2620 | [7 empty] | CIN |  |  |  | 64200 | 032826 | data not found
| 11397273 | UNIT 1 SPEEDER MOTOR | 2620 | Seven Sisters G.S. | 00105H-U01-TUR-GOV-CNT | UNIT 1 GOVERNOR CONTROL | BODINE ELECTRIC COMPANY | 1483572 | NSE-11R | 106810 | ASEQ | 1 | UNIT 1 | [5 empty] | STANDARD |  |  |  | SPEEDER MOTOR | 0 | UNIT 1 |  |  |  |  | 2620 |  |  |  | 11395424 | UNIT 1 GOVERNOR ACTUATOR |  |  | SPM |  |  |  | 41723 | 106810 | data not found
| 11395442 | UNIT 1 START/STOP CIRCUITS | 2620 | Seven Sisters G.S. | 00105H-U01-GEN-UCM-CNT | UNIT 1 UNIT CONTROL |  |  |  | 106934 | INST | 1 | UNIT 1 | [5 empty] | STANDARD |  |  |  | START/STOP MECHANISM | 0 | UNIT 1 |  |  |  |  | 2620 | [7 empty] | SSM |  |  |  | 64200 | 106934 | data not found
| 11395444 | UNIT 1 TAILWATER LEVEL TRANSDUCER | 2620 | Seven Sisters G.S. | 00105H-U01-TUR-WSD-TWD | UNIT 1 TAIL WATER DEPRESSION | SIEMENS AEG | REQ | PROBE LU | 108970 | INST | 1 | UNIT 1 | [5 empty] | STANDARD |  |  |  | CONTROL INPUT | 0 | UNIT 1 |  |  |  |  | 2620 | [7 empty] | CIN |  |  |  | 60620 | 108970 | data not found
| 11395445 | UNIT 1 THRUST BEARING OIL FLOW METER | 2620 | Seven Sisters G.S. | 00105H-U01-GEN-BRG-TBR | UNIT 1 GENERATOR THRUST BEARING | HEDLAND |  |  | 124904 | INST | 1 | UNIT 1 | [5 empty] | STANDARD |  |  |  | METER | 0 | UNIT 1 |  |  |  |  | 2620 | [7 empty] | MET |  |  |  | 64214 | 124904 | data not found
| 11395446 | UNIT 1 THRUST BEARING OIL LEVEL SWITCH | 2620 | Seven Sisters G.S. | 00105H-U01-GEN-BRG-TBR | UNIT 1 GENERATOR THRUST BEARING | JO-BELL PRODUCTS |  | R | 106896 | INST | 1 | UNIT 1 | [5 empty] | STANDARD |  |  |  | CONTROL INPUT | 0 | UNIT 1 |  |  |  |  | 2620 | [7 empty] | CIN |  |  |  | 64214 | 106896 | data not found
| 11823393 | UNIT 1 TRANSFORMER FIRE DETECTION SYSTEM | 2620 | Seven Sisters G.S. | 00105H-BPA-FPS-CNT-DET | FIRE PROTECTION DETECTION SYSTEMS | REQ |  | REQ | NEW | INST | 1 | UNIT 1 | FIRE |  |  |  |  | STANDARD |  |  |  | FIRE DETECTION SYS | 0 | UNIT 1 |  |  |  |  | 2620 | [7 empty] | FDS |  |  |  | 78000 | NEW | data not found
| 11395447 | UNIT 1 TRASH RACK ALARM | 2620 | Seven Sisters G.S. | 00105H-U01-TUR-WSD-TRK | UNIT 1 TRASHRACK |  |  |  | 106793 | INST | 1 | UNIT 1 | [5 empty] | STANDARD |  |  |  | CONTROL INPUT | 0 | UNIT 1 |  |  |  |  | 2620 | [7 empty] | CIN |  |  |  | 67640 | 106793 | data not found
| 11395448 | UNIT 1 TRASHRACK | 2620 | Seven Sisters G.S. | 00105H-U01-TUR-WSD-TRK | UNIT 1 TRASHRACK | DOMINION BRIDGE CO. LTD. |  |  | 034560 | INST | 1 | UNIT 1 | [5 empty] | STANDARD |  |  |  | TRASHRACK | 0 | UNIT 1 |  |  |  |  | 2620 | [7 empty] | TRK |  |  | 1-00105-E-01611 0001 | 76430 | 034560 | data not found
| 11395449 | UNIT 1 TURBINE BEARING | 2620 | Seven Sisters G.S. | 00105H-U01-TUR-GBR | UNIT 1 TURBINE GUIDE BEARING | DOMINION ENGINEERING WORKS |  |  | 032661 | INST | 1 | UNIT 1 | [5 empty] | STANDARD |  |  |  | BEARING | 0 | UNIT 1 |  |  |  |  | 2620 | [7 empty] | BRG |  |  |  | 41122 | 032661 | LUBRICATION |  |  |  | WATER
| 11395450 | UNIT 1 TURBINE DRAFT TUBE LINER | 2620 | Seven Sisters G.S. | 00105H-U01-TUR-WSD-PAS-DTB | UNIT 1 TURBINE DRAFT TUBE |  |  |  | 106325 | INST | 1 | UNIT 1 | [5 empty] | STANDARD |  |  |  | DRAFT TUBE LINER | 0 | UNIT 1 |  |  |  |  | 2620 | [7 empty] | DTL |  |  |  | 41114 | 106325 | data not found
| 11395451 | UNIT 1 TURBINE HEADCOVER | 2620 | Seven Sisters G.S. | 00105H-U01-TUR-HDC | UNIT 1 TURBINE HEADCOVER |  |  |  | 041064 | INST | 1 | UNIT 1 | [5 empty] | STANDARD |  |  |  | HEAD COVER | 0 | UNIT 1 |  |  |  |  | 2620 | [7 empty] | HCV |  |  |  | 41121 | 041064 | data not found
| 11395452 | UNIT 1 TURBINE RUNNER | 2620 | Seven Sisters G.S. | 00105H-U01-TUR-RUN | UNIT 1 TURBINE RUNNER | DOMINION ENGINEERING WORKS |  |  | 038997 | INST | 1 | UNIT 1 | [5 empty] | STANDARD |  |  |  | RUNNER | 0 | UNIT 1 |  |  |  |  | 2620 |  |  | 1993-12-16 |  |  |  |  | RUN |  |  | 1-00105-DF-41130-0012 | 41130 | 038997 | data not found
| 11395453 | UNIT 1 TURBINE STAY VANES/RING | 2620 | Seven Sisters G.S. | 00105H-U01-TUR-WSD-PAS-SVR | UNIT 1 TURBINE STAY VANES/RING |  |  |  | 106796 | INST | 1 | UNIT 1 | [5 empty] | STANDARD |  |  |  | TURBINE STAY VANES | 0 | UNIT 1 |  |  |  |  | 2620 | [7 empty] | TSV |  |  |  | 41110 | 106796 | data not found
| 11395454 | UNIT 1 TURBINE WICKET GATE | 2620 | Seven Sisters G.S. | 00105H-U01-TUR-WSD-WGT | UNIT 1 TURBINE WICKET GATE |  |  |  | 032751 | INST | 1 | UNIT 1 | [5 empty] | STANDARD |  |  |  | WICKET GATE | 0 | UNIT 1 |  |  |  |  | 2620 | [7 empty] | WGA |  |  |  | 41142 | 032751 | data not found
| 11395455 | UNIT 1 UPPER GUIDE BRG OIL FLOW METER | 2620 | Seven Sisters G.S. | 00105H-U01-GEN-BRG-GBR | UNIT 1 GENERATOR GUIDE BEARING(S) | HEDLAND |  |  | 124907 | INST | 1 | UNIT 1 | [5 empty] | STANDARD |  |  |  | METER | 0 | UNIT 1 |  |  |  |  | 2620 | [7 empty] | MET |  |  |  | 64214 | 124907 | data not found
| 11395456 | UNIT 1 VENTILATION LOUVERS | 2620 | Seven Sisters G.S. | 00105H-U01-GEN | UNIT 1 GENERATOR |  |  |  | 046194 | INST | 1 | UNIT 1 | [5 empty] | STANDARD |  |  |  | VENT SYSTEM | 0 | UNIT 1 |  |  |  |  | 2620 | [7 empty] | VNT |  |  |  | 74213 | 046194 | data not found
| 11395457 | UNIT 1 WICKET GATE POSITION SWITCH | 2620 | Seven Sisters G.S. | 00105H-U01-TUR-GOV-CNT | UNIT 1 GOVERNOR CONTROL |  |  |  | 106872 | INST | 1 | UNIT 1 | [5 empty] | STANDARD |  |  |  | CONTROL INPUT | 0 | UNIT 1 |  |  |  |  | 2620 | [7 empty] | CIN |  |  |  | 41723 | 106872 | data not found
| 11397274 | UNIT 1/2 HEAD GATE BRAKE THRUSTER | 2620 | Seven Sisters G.S. | 00105H-U01-U02-TUR-WSD-HGT-HST | UNITS 1-2 SHARED HEADGATE HOIST | CANADIAN GENERAL ELECTRIC LTD |  | CR-9504-V56 | 123247 | ASEQ | 1 | [6 empty] | STANDARD |  |  |  | BRAKE | 0 | [5 empty] | 2620 |  |  |  | 11395458 | UNIT 1/2 HEAD GATE ELECTRIC HOIST |  |  | BRK |  |  |  | 76180 | 123247 | LUBRICATION |  |  |  | OIL | LITRES | 7 | LITRES | VOLTESSO 35 | YES | data not found
| 11395458 | UNIT 1/2 HEAD GATE ELECTRIC HOIST | 2620 | Seven Sisters G.S. | 00105H-U01-U02-TUR-WSD-HGT-HST | UNITS 1-2 SHARED HEADGATE HOIST |  |  |  | 032739 | INST | 1 | [6 empty] | CRANE_HOIST |  |  |  | HOIST | 0 | [5 empty] | 2620 | [7 empty] | HST |  |  |  | 76180 | 032739 | LUBRICATION |  |  |  | OIL
| 11397275 | UNIT 1/2 HEAD GATE ELECTRIC MOTOR | 2620 | Seven Sisters G.S. | 00105H-U01-U02-TUR-WSD-HGT-HST | UNITS 1-2 SHARED HEADGATE HOIST | LANCASHIRE DYNAMO & CRYPTO LTD | 83790 | A70 | 108938 | ASEQ | 1 | [6 empty] | STANDARD |  |  |  | MOTOR | 0 | [5 empty] | 2620 |  |  |  | 11395458 | UNIT 1/2 HEAD GATE ELECTRIC HOIST |  |  | MTR |  |  |  | 76180 | 108938 | data not found
| 11662002 | UNIT 1/2 HEAD GATE HOIST GEARBOX | 2620 | Seven Sisters G.S. | 00105H-U01-U02-TUR-WSD-HGT-HST | UNITS 1-2 SHARED HEADGATE HOIST | REQ |  |  | NEW | ASEQ | 1 | [6 empty] | STANDARD |  |  |  | GEARBOX | 0 | [5 empty] | 2620 |  |  |  | 11395458 | UNIT 1/2 HEAD GATE ELECTRIC HOIST |  |  | GBX |  |  |  | 76180 | NEW | LUBRICATION |  |  |  | OIL | LITRES | 7 | LITRES | MOBILGEAR 600 XP 220 | YES | data not found
| 11397276 | UNIT 1/2 HEAD GATE MOTOR STARTER | 2620 | Seven Sisters G.S. | 00105H-U01-U02-TUR-WSD-HGT-HST | UNITS 1-2 SHARED HEADGATE HOIST |  |  |  | 108946 | ASEQ | 1 | [6 empty] | STANDARD |  |  |  | STARTER DEVICE | 0 | [5 empty] | 2620 |  |  |  | 11395458 | UNIT 1/2 HEAD GATE ELECTRIC HOIST |  |  | STT |  |  |  | 76180 | 108946 | data not found
| 11395459 | UNIT 2 - PT201 A-B PHASE PT FOR AVR | 2620 | Seven Sisters G.S. | 00105H-BPE-USY-U02-PTX | UNIT 2 POTENTIAL TRANSFORMERS | CANADIAN GENERAL ELECTRIC LTD | 195677 | P | 122909 | INST | 1 | UNIT 2 | NERC |  |  |  |  | STANDARD |  |  |  | POTENTIAL TRANSFORMR | 0 | UNIT 2 |  |  |  |  | 2620 | [7 empty] | PTX |  |  |  | 42700 | 122909 | INSULATING | PCSPT02 |  |  | OIL | GALLONS IMP | 20 | LITRES |  | NO | data not found | [8 empty] | BLUE | VERIFIED - TEST DATE/VALUE |  | data not found | data not found
| 11395460 | UNIT 2 - PT201 B-C PHASE PT FOR AVR | 2620 | Seven Sisters G.S. | 00105H-BPE-USY-U02-PTX | UNIT 2 POTENTIAL TRANSFORMERS | PACKARD ELECTRIC | C119601 | PW | 122910 | INST | 1 | UNIT 2 | NERC |  |  |  |  | STANDARD |  |  |  | POTENTIAL TRANSFORMR | 0 | UNIT 2 |  |  |  |  | 2620 | [7 empty] | PTX |  |  |  | 42700 | 122910 | INSULATING | PCSPT02 |  |  | OIL | [14 empty] | BLUE | VERIFIED - TEST DATE/VALUE |  | data not found | data not found
| 11395461 | UNIT 2 - PT202 A-B PHASE PT FOR METERING | 2620 | Seven Sisters G.S. | 00105H-BPE-USY-U02-PTX | UNIT 2 POTENTIAL TRANSFORMERS | CANADIAN GENERAL ELECTRIC LTD | 135394 | P | 122911 | INST | 1 | UNIT 2 | NERC |  |  |  |  | STANDARD |  |  |  | POTENTIAL TRANSFORMR | 0 | UNIT 2 |  |  |  |  | 2620 | [7 empty] | PTX |  |  |  | 52250 | 122911 | INSULATING | PCSPT02 |  |  | OIL | [14 empty] | BLUE | VERIFIED - TEST DATE/VALUE |  | data not found | data not found
| 11395462 | UNIT 2 - PT202 B-C PHASE PT FOR METERING | 2620 | Seven Sisters G.S. | 00105H-BPE-USY-U02-PTX | UNIT 2 POTENTIAL TRANSFORMERS | CANADIAN GENERAL ELECTRIC LTD | 135392 | P | 122912 | INST | 1 | UNIT 2 | NERC |  |  |  |  | STANDARD |  |  |  | POTENTIAL TRANSFORMR | 0 | UNIT 2 |  |  |  |  | 2620 | [7 empty] | PTX |  |  |  | 52250 | 122912 | INSULATING | PCSPT02 |  |  | OIL | [14 empty] | BLUE | VERIFIED - TEST DATE/VALUE |  | data not found | data not found
| 11395463 | UNIT 2 AUXILIARY TIMER | 2620 | Seven Sisters G.S. | 00105H-U02-GEN-UCM-CNT | UNIT 2 UNIT CONTROL |  |  |  | 109576 | INST | 1 | UNIT 2 | [5 empty] | STANDARD |  |  |  | CONTROLLER | 0 | UNIT 2 |  |  |  |  | 2620 | [7 empty] | CNL |  |  |  | 64200 | 109576 | data not found
| 11395464 | UNIT 2 BRAKE AIR PRESSURE SWITCH | 2620 | Seven Sisters G.S. | 00105H-U02-GEN-BRK | UNIT 2 GENERATOR BRAKES | MERCOID CORPORATION | REQ | REQ | 107034 | INST | 1 | UNIT 2 | [5 empty] | STANDARD |  |  |  | CONTROL INPUT | 0 | UNIT 2 |  |  |  |  | 2620 | [7 empty] | CIN |  |  |  | 64218 | 107034 | data not found
| 11395465 | UNIT 2 BRAKE SOLENOID | 2620 | Seven Sisters G.S. | 00105H-U02-GEN-BRK | UNIT 2 GENERATOR BRAKES | WOODWARD GOVERNOR COMPANY |  | 5950-510 | 107030 | INST | 1 | UNIT 2 | [5 empty] | STANDARD |  |  |  | VALVE | 0 | UNIT 2 |  |  |  |  | 2620 | [7 empty] | VLV |  |  |  | 42180 | 107030 | data not found
| 11395466 | UNIT 2 CONTROL RELAY | 2620 | Seven Sisters G.S. | 00105H-U02-GEN-UCM-CNT | UNIT 2 UNIT CONTROL |  |  |  | 109577 | INST | 1 | UNIT 2 | [5 empty] | STANDARD |  |  |  | CONTROLLER | 0 | UNIT 2 |  |  |  |  | 2620 | [7 empty] | CNL |  |  |  | 60690 | 109577 | data not found
| 11395467 | UNIT 2 CREEP DETECTOR | 2620 | Seven Sisters G.S. | 00105H-U02-GEN-UCM-CNT | UNIT 2 UNIT CONTROL | GE |  |  | 109572 | INST | 1 | UNIT 2 | [5 empty] | STANDARD |  |  |  | CONTROL INPUT | 0 | UNIT 2 |  |  |  |  | 2620 | [7 empty] | CIN |  |  |  | 60630 | 109572 | data not found
| 11395468 | UNIT 2 EMERGENCY GEN SHUTDOWN SWITCH | 2620 | Seven Sisters G.S. | 00105H-U02-GEN-UCM-CNT | UNIT 2 UNIT CONTROL |  |  |  | 109573 | INST | 1 | UNIT 2 | [5 empty] | STANDARD |  |  |  | CONTROL INPUT | 0 | UNIT 2 |  |  |  |  | 2620 | [7 empty] | CIN |  |  |  | 64200 | 109573 | data not found
| 11395469 | UNIT 2 EXCITATION TRANSFORMER | 2620 | Seven Sisters G.S. | 00105H-U02-GEN-EXC-XFM | UNIT 2 GEN EXCITER TRANSFORMER | HAMMOND MFG CO. | DB99B64 | K | 109584 | INST | 1 | UNIT 2 | [5 empty] | STANDARD |  |  |  | TRANSFORMER | 0 | UNIT 2 |  |  |  |  | 2620 | [7 empty] | XFM |  |  |  | 42701 | 109584 | data not found
| 11395470 | UNIT 2 EXCITER FIELD BREAKER | 2620 | Seven Sisters G.S. | 00105H-U02-GEN-EXC-ROT | UNIT 2 GENERATOR ROTATING EXCITER | ASEA BROWN BOVERI INC | REQ | REQ | 109581 | INST | 1 | UNIT 2 | [5 empty] | STANDARD |  |  |  | CIRCUIT BREAKER | 0 | UNIT 2 |  |  |  |  | 2620 | [7 empty] | CBK |  |  |  | 42703 | 109581 | data not found |  |  |  | AIR
| 11395471 | UNIT 2 EXCITER TRIP RELAY | 2620 | Seven Sisters G.S. | 00105H-U02-GEN-UCM-CNT | UNIT 2 UNIT CONTROL |  |  |  | 109575 | INST | 1 | UNIT 2 | [5 empty] | STANDARD |  |  |  | CONTROLLER | 0 | UNIT 2 |  |  |  |  | 2620 | [7 empty] | CNL |  |  |  | 64200 | 109575 | data not found
| 11395472 | UNIT 2 FIELD FLASHING CONTACTOR | 2620 | Seven Sisters G.S. | 00105H-U02-GEN-EXC | UNIT 2 GENERATOR EXCITER | ASEA BROWN BOVERI INC |  |  | 109585 | INST | 1 | UNIT 2 | [5 empty] | STANDARD |  |  |  | CONTACTOR | 0 | UNIT 2 |  |  |  |  | 2620 | [7 empty] | CON |  |  |  | 42716 | 109585 | data not found
| 11395473 | UNIT 2 GENERATOR DELUGE SYSTEM | 2620 | Seven Sisters G.S. | 00105H-BPA-FPS-FWS-DST-DLG | FIRE WATER DELUGE SYSTEM |  |  |  | 036540 | INST | 1 | UNIT 2 | FIRE |  |  |  |  | STANDARD |  |  |  | DELUGE | 0 | UNIT 2 |  |  |  |  | 2620 | [7 empty] | DLG |  |  |  | 78200 | 036540 | data not found
| 11459919 | UNIT 2 GENERATOR FIRE DETECTION SYSTEM | 2620 | Seven Sisters G.S. | 00105H-BPA-FPS-CNT-DET | FIRE PROTECTION DETECTION SYSTEMS | PYROTRONICS |  | FIU |  | INST | 1 | UNIT 2 |  | 1956 |  |  |  | STANDARD |  |  |  | FIRE DETECTION SYS | 0 | UNIT 2 |  |  |  |  | 2620 | [7 empty] | FDS |  |  |  | 78000 |  | data not found
| 11395474 | UNIT 2 GENERATOR LOWER GUIDE BEARING | 2620 | Seven Sisters G.S. | 00105H-U02-GEN-BRG-GBR | UNIT 2 GENERATOR GUIDE BEARING(S) | CANADIAN GENERAL ELECTRIC LTD |  |  | 040581 | INST | 1 | UNIT 2 | [5 empty] | STANDARD |  |  |  | BEARING | 0 | UNIT 2 |  |  |  |  | 2620 | [7 empty] | BRG |  |  |  | 42140 | 040581 | data not found
| 11395475 | UNIT 2 GENERATOR MAINTENANCE PLATFORM | 2620 | Seven Sisters G.S. | 00105H-U02-GEN | UNIT 2 GENERATOR | REQ | REQ | REQ | 164461 | INST | 1 | UNIT 2 | [5 empty] | STANDARD |  |  |  | MAINT SCAFFOLDING | 0 | UNIT 2 |  |  |  |  | 2620 | [7 empty] | SCF |  |  |  | 76600 | 164461 | data not found
| 11395476 | UNIT 2 GENERATOR ROTATING EXCITER | 2620 | Seven Sisters G.S. | 00105H-U02-GEN-EXC-ROT | UNIT 2 GENERATOR ROTATING EXCITER | CANADIAN GENERAL ELECTRIC LTD | 134592 | MPC.8 | 107051 | INST | 1 | UNIT 2 | [5 empty] | STANDARD |  |  |  | EXCITER | 0 | UNIT 2 |  |  |  |  | 2620 |  |  | 1999-01-01 |  |  |  |  | EXC |  |  |  | 42740 | 107051 | data not found | [10 empty] | YES | EXCITATION SYSTEM, DIGITAL | EXCITERS | NO | data not found
| 11395501 | UNIT 2 GENERATOR ROTOR - FIELD POLES | 2620 | Seven Sisters G.S. | 00105H-U02-GEN-RTR | UNIT 2 GENERATOR ROTOR | CANADIAN GENERAL ELECTRIC LTD |  |  | 107024 | INST | 1 | UNIT 2 | [5 empty] | STANDARD |  |  |  | WINDING | 0 | UNIT 2 |  |  |  |  | 2620 |  |  | 1992-11-17 |  |  |  |  | WND |  |  |  | 42113 | 107024 | data not found
| 11395477 | UNIT 2 GENERATOR ROTOR - SPIDER/RIM | 2620 | Seven Sisters G.S. | 00105H-U02-GEN-RTR | UNIT 2 GENERATOR ROTOR | CANADIAN GENERAL ELECTRIC LTD |  |  | 040572 | INST | 1 | UNIT 2 | [5 empty] | STANDARD |  |  |  | ROTOR | 0 | UNIT 2 |  |  |  |  | 2620 |  |  | 1992-01-01 |  |  |  |  | RTR |  |  |  | 42110 | 040572 | data not found | [10 empty] | YES | GENERATOR, ROTOR | GENERATORS | NO | data not found
| 11395479 | UNIT 2 GENERATOR STATOR - CORE/FRAME | 2620 | Seven Sisters G.S. | 00105H-U02-GEN-STA | UNIT 2 GENERATOR STATOR | CANADIAN GENERAL ELECTRIC LTD |  |  | 040575 | INST | 1 | UNIT 2 | [5 empty] | STANDARD |  |  |  | STATOR | 0 | UNIT 2 |  |  |  |  | 2620 |  |  | 1992-01-01 |  |  |  |  | STA |  |  |  | 42120 | 040575 | data not found | [10 empty] | YES | GENERATOR, STATOR | GENERATORS | NO | data not found
| 11395505 | UNIT 2 GENERATOR STATOR - WINDING | 2620 | Seven Sisters G.S. | 00105H-U02-GEN-STA | UNIT 2 GENERATOR STATOR | CANADIAN GENERAL ELECTRIC LTD |  |  | 107041 | INST | 1 | UNIT 2 |  | 1992 |  |  |  | STANDARD |  |  |  | WINDING | 0 | UNIT 2 |  |  |  |  | 2620 |  |  | 1992-11-17 |  |  |  |  | WND |  |  |  | 42123 | 107041 | data not found
| 11395480 | UNIT 2 GENERATOR THRUST BEARING | 2620 | Seven Sisters G.S. | 00105H-U02-GEN-BRG-TBR | UNIT 2 GENERATOR THRUST BEARING | KINGSBURY MACHINE WORKS INC |  |  | 040593 | INST | 1 | UNIT 2 | [5 empty] | STANDARD |  |  |  | BEARING | 0 | UNIT 2 |  |  |  |  | 2620 | [7 empty] | BRG |  |  |  | 42140 | 040593 | LUBRICATION |  |  |  | OIL | LITRES | 6000 | LITRES |  | NO | data not found
| 11395481 | UNIT 2 GENERATOR UPPER GUIDE BEARING | 2620 | Seven Sisters G.S. | 00105H-U02-GEN-BRG-GBR | UNIT 2 GENERATOR GUIDE BEARING(S) | CANADIAN GENERAL ELECTRIC LTD |  |  | 040584 | INST | 1 | UNIT 2 | [5 empty] | STANDARD |  |  |  | BEARING | 0 | UNIT 2 |  |  |  |  | 2620 | [7 empty] | BRG |  |  |  | 42140 | 040584 | data not found
| 11395482 | UNIT 2 GENERATOR VOLTAGE REGULATOR | 2620 | Seven Sisters G.S. | 00105H-U02-GEN-EXC-VRG | UNIT 2 GENERATOR VOLTAGE REGULATOR | ABB POWER T&D COMPANY INC | 518066-323-2 | 520DF50 | 050235 | INST | 1 | UNIT 2 | [5 empty] | STANDARD |  |  |  | VOLTAGE REGULATOR | 0 | UNIT 2 |  |  |  |  | 2620 | [7 empty] | REG |  |  |  | 42704 | 050235 | data not found
| 11395483 | UNIT 2 GOV OIL ACCUMULATOR TANK | 2620 | Seven Sisters G.S. | 00105H-U02-TUR-GOV-OPR-TNK | UNIT 2 GOVERNOR SYS PRESS VESSELS | ACME WELDING & SUPPLY | 491-22 | A3538.4 | 109552 | INST | 1 | UNIT 2 | [5 empty] | PSETPR |  |  |  | TANK | 0 | UNIT 2 |  |  |  |  | 2620 | [7 empty] | TNK |  |  |  | 41714 | 109552 | data not found | [74 empty] | GASOVERLIQUID
| 11395484 | UNIT 2 GOV OIL SUMP TANK | 2620 | Seven Sisters G.S. | 00105H-U02-TUR-GOV-ONP | UNIT 2 GOV NON PRESSURIZED OIL SYSTEM |  |  |  | 109550 | INST | 1 | UNIT 2 | [5 empty] | STANDARD |  |  |  | TANK | 0 | UNIT 2 |  |  |  |  | 2620 | [7 empty] | TNK |  |  |  | 41715 | 109550 | data not found | [7 empty] | TERESSO 46 |  | data not found
| 11395485 | UNIT 2 GOV SUMP TANK LOW OIL SWITCH | 2620 | Seven Sisters G.S. | 00105H-U02-TUR-GOV-ONP | UNIT 2 GOV NON PRESSURIZED OIL SYSTEM | JO-BELL PRODUCTS | REQ | REQ | 109551 | INST | 1 | UNIT 2 | [5 empty] | STANDARD |  |  |  | CONTROL INPUT | 0 | UNIT 2 |  |  |  |  | 2620 | [7 empty] | CIN |  |  |  | 41715 | 109551 | data not found
| 11395486 | UNIT 2 GOVERNOR ACTUATOR | 2620 | Seven Sisters G.S. | 00105H-U02-TUR-GOV-CNT | UNIT 2 GOVERNOR CONTROL | WOODWARD GOVERNOR COMPANY | 6505 | A-7 ACTUATOR | 033555 | INST | 1 | UNIT 2 |  |  | 05-34-14 | GOVERNOR ACTUATOR WOODWARD A |  | STANDARD |  |  |  | ACTUATOR | 0 | UNIT 2 |  |  |  |  | 2620 |  |  | 1931-01-01 |  |  |  |  | ACT |  |  |  | 41721 | 033555 | data not found | [10 empty] | YES | GOVERNOR, MECHANICAL | GOVERNORS | NO | data not found
| 11397277 | UNIT 2 GOVERNOR BALLHEAD | 2620 | Seven Sisters G.S. | 00105H-U02-TUR-GOV-CNT | UNIT 2 GOVERNOR CONTROL | WOODWARD GOVERNOR COMPANY |  |  | 107013 | ASEQ | 1 | UNIT 2 | [5 empty] | STANDARD |  |  |  | BALLHEAD | 0 | UNIT 2 |  |  |  |  | 2620 |  |  |  | 11395486 | UNIT 2 GOVERNOR ACTUATOR |  |  | BHD |  |  |  | 41721 | 107013 | data not found
| 11397278 | UNIT 2 GOVERNOR DASHPOT | 2620 | Seven Sisters G.S. | 00105H-U02-TUR-GOV-CNT | UNIT 2 GOVERNOR CONTROL | WOODWARD GOVERNOR COMPANY |  |  | 109559 | ASEQ | 1 | UNIT 2 | [5 empty] | STANDARD |  |  |  | DASHPOT | 0 | UNIT 2 |  |  |  |  | 2620 |  |  |  | 11395486 | UNIT 2 GOVERNOR ACTUATOR |  |  | DHP |  |  |  | 41723 | 109559 | data not found
| 11397279 | UNIT 2 GOVERNOR MAIN VALVE | 2620 | Seven Sisters G.S. | 00105H-U02-TUR-GOV-CNT | UNIT 2 GOVERNOR CONTROL | WOODWARD GOVERNOR COMPANY |  |  | 107019 | ASEQ | 1 | UNIT 2 | [5 empty] | STANDARD |  |  |  | VALVE | 0 | UNIT 2 |  |  |  |  | 2620 |  |  |  | 11395486 | UNIT 2 GOVERNOR ACTUATOR |  |  | VLV |  |  |  | 41713 | 107019 | data not found
| 11397280 | UNIT 2 GOVERNOR PILOT VALVE | 2620 | Seven Sisters G.S. | 00105H-U02-TUR-GOV-CNT | UNIT 2 GOVERNOR CONTROL | WOODWARD GOVERNOR COMPANY |  |  | 107020 | ASEQ | 1 | UNIT 2 | [5 empty] | STANDARD |  |  |  | VALVE | 0 | UNIT 2 |  |  |  |  | 2620 |  |  |  | 11395486 | UNIT 2 GOVERNOR ACTUATOR |  |  | VLV |  |  |  | 41713 | 107020 | data not found
| 11397281 | UNIT 2 GOVERNOR RESTORING MECHANISM | 2620 | Seven Sisters G.S. | 00105H-U02-TUR-GOV-CNT | UNIT 2 GOVERNOR CONTROL |  |  |  | 107021 | ASEQ | 1 | UNIT 2 | [5 empty] | STANDARD |  |  |  | RESTORING MECHANISM | 0 | UNIT 2 |  |  |  |  | 2620 |  |  |  | 11395486 | UNIT 2 GOVERNOR ACTUATOR |  |  | RSM |  |  |  | 41728 | 107021 | data not found
| 11395487 | UNIT 2 GOVERNOR SERVOMOTOR | 2620 | Seven Sisters G.S. | 00105H-U02-TUR-GOV-CNT | UNIT 2 GOVERNOR CONTROL |  |  |  | 107011 | INST | 1 | UNIT 2 | [5 empty] | STANDARD |  |  |  | SERVO MOTOR | 0 | UNIT 2 |  |  |  |  | 2620 | [7 empty] | SMT |  |  |  | 41141 | 107011 | data not found
| 11397282 | UNIT 2 GOVERNOR SOLENOID | 2620 | Seven Sisters G.S. | 00105H-U02-TUR-GOV-CNT | UNIT 2 GOVERNOR CONTROL | CANADIAN GENERAL ELECTRIC LTD |  |  | 107017 | ASEQ | 1 | UNIT 2 | [5 empty] | STANDARD |  |  |  | VALVE | 0 | UNIT 2 |  |  |  |  | 2620 |  |  |  | 11395486 | UNIT 2 GOVERNOR ACTUATOR |  |  | VLV |  |  |  | 41723 | 107017 | data not found
| 11397283 | UNIT 2 HEAD GATE A BRAKE THRUSTER | 2620 | Seven Sisters G.S. | 00105H-U02-TUR-WSD-HGT-HG1-HST | UNIT 2 HEADGATE A HOIST | CANADIAN GENERAL ELECTRIC LTD |  | CR9504D1 | 109545 | ASEQ | 1 | UNIT 2 | [5 empty] | STANDARD |  |  |  | BRAKE | 0 | UNIT 2 |  |  |  |  | 2620 |  |  |  | 11395489 | UNIT 2 HEAD GATE A ELECTRIC HOIST |  |  | BRK |  |  |  | 76180 | 109545 | LUBRICATION |  |  |  | OIL | LITRES | 7 | LITRES | VOLTESSO 35 | YES | data not found
| 11395489 | UNIT 2 HEAD GATE A ELECTRIC HOIST | 2620 | Seven Sisters G.S. | 00105H-U02-TUR-WSD-HGT-HG1-HST | UNIT 2 HEADGATE A HOIST | DOMINION BRIDGE CO. LTD. | 1244 |  | 109543 | INST | 1 | UNIT 2 | [5 empty] | CRANE_HOIST |  |  |  | HOIST | 0 | UNIT 2 |  |  |  |  | 2620 | [7 empty] | HST |  |  |  | 76180 | 109543 | data not found
| 11397284 | UNIT 2 HEAD GATE A HOIST BRAKE | 2620 | Seven Sisters G.S. | 00105H-U02-TUR-WSD-HGT-HG1-HST | UNIT 2 HEADGATE A HOIST |  | REQ | REQ | 109544 | ASEQ | 1 | UNIT 2 | [5 empty] | STANDARD |  |  |  | BRAKE | 0 | UNIT 2 |  |  |  |  | 2620 |  |  |  | 11395489 | UNIT 2 HEAD GATE A ELECTRIC HOIST |  |  | BRK |  |  |  | 76180 | 109544 | data not found
| 11397285 | UNIT 2 HEAD GATE A RAISE LIMIT SWITCH | 2620 | Seven Sisters G.S. | 00105H-U02-TUR-WSD-HGT-HG1-HST | UNIT 2 HEADGATE A HOIST | REQ | REQ | REQ | 109546 | ASEQ | 1 | UNIT 2 | [5 empty] | STANDARD |  |  |  | CONTROL INPUT | 0 | UNIT 2 |  |  |  |  | 2620 |  |  |  | 11395489 | UNIT 2 HEAD GATE A ELECTRIC HOIST |  |  | CIN |  |  |  | 76180 | 109546 | data not found
| 11397286 | UNIT 2 HEAD GATE B BRAKE THRUSTER | 2620 | Seven Sisters G.S. | 00105H-U02-TUR-WSD-HGT-HG2-HST | UNIT 2 HEADGATE B HOIST | CANADIAN GENERAL ELECTRIC LTD |  |  | 123070 | ASEQ | 1 | UNIT 2 | [5 empty] | STANDARD |  |  |  | BRAKE | 0 | UNIT 2 |  |  |  |  | 2620 |  |  |  | 11395490 | UNIT 2 HEAD GATE B ELECTRIC HOIST |  |  | BRK |  |  |  | 76180 | 123070 | LUBRICATION |  |  |  | OIL | LITRES | 7 | LITRES | VOLTESSO 35 | YES | data not found
| 11395490 | UNIT 2 HEAD GATE B ELECTRIC HOIST | 2620 | Seven Sisters G.S. | 00105H-U02-TUR-WSD-HGT-HG2-HST | UNIT 2 HEADGATE B HOIST | DOMINION BRIDGE CO. LTD. | 1247 |  | 123068 | INST | 1 | UNIT 2 | [5 empty] | CRANE_HOIST |  |  |  | HOIST | 0 | UNIT 2 |  |  |  |  | 2620 | [7 empty] | HST |  |  |  | 76180 | 123068 | data not found
| 11397287 | UNIT 2 HEAD GATE B HOIST BRAKE | 2620 | Seven Sisters G.S. | 00105H-U02-TUR-WSD-HGT-HG2-HST | UNIT 2 HEADGATE B HOIST |  | REQ | REQ | 123069 | ASEQ | 1 | UNIT 2 | [5 empty] | STANDARD |  |  |  | BRAKE | 0 | UNIT 2 |  |  |  |  | 2620 |  |  |  | 11395490 | UNIT 2 HEAD GATE B ELECTRIC HOIST |  |  | BRK |  |  |  | 76180 | 123069 | data not found
| 11397288 | UNIT 2 HEAD GATE B RAISE LIMIT SWITCH | 2620 | Seven Sisters G.S. | 00105H-U02-TUR-WSD-HGT-HG2-HST | UNIT 2 HEADGATE B HOIST | REQ | REQ | REQ | 123072 | ASEQ | 1 | UNIT 2 | [5 empty] | STANDARD |  |  |  | CONTROL INPUT | 0 | UNIT 2 |  |  |  |  | 2620 |  |  |  | 11395490 | UNIT 2 HEAD GATE B ELECTRIC HOIST |  |  | CIN |  |  |  | 76180 | 123072 | data not found
| 11397289 | UNIT 2 HEAD GATE C BRAKE THRUSTER | 2620 | Seven Sisters G.S. | 00105H-U02-TUR-WSD-HGT-HG3-HST | UNIT 2 HEADGATE C HOIST | CANADIAN GENERAL ELECTRIC LTD |  |  | 123078 | ASEQ | 1 | UNIT 2 | [5 empty] | STANDARD |  |  |  | BRAKE | 0 | UNIT 2 |  |  |  |  | 2620 |  |  |  | 11395491 | UNIT 2 HEAD GATE C ELECTRIC HOIST |  |  | BRK |  |  |  | 76180 | 123078 | LUBRICATION |  |  |  | OIL | LITRES | 7 | LITRES | VOLTESSO 35 | YES | data not found
| 11395491 | UNIT 2 HEAD GATE C ELECTRIC HOIST | 2620 | Seven Sisters G.S. | 00105H-U02-TUR-WSD-HGT-HG3-HST | UNIT 2 HEADGATE C HOIST | DOMINION BRIDGE CO. LTD. | 1238 |  | 123074 | INST | 1 | UNIT 2 | [5 empty] | CRANE_HOIST |  |  |  | HOIST | 0 | UNIT 2 |  |  |  |  | 2620 | [7 empty] | HST |  |  |  | 76180 | 123074 | data not found
| 11397290 | UNIT 2 HEAD GATE C HOIST BRAKE | 2620 | Seven Sisters G.S. | 00105H-U02-TUR-WSD-HGT-HG3-HST | UNIT 2 HEADGATE C HOIST |  | REQ | REQ | 123076 | ASEQ | 1 | UNIT 2 | [5 empty] | STANDARD |  |  |  | BRAKE | 0 | UNIT 2 |  |  |  |  | 2620 |  |  |  | 11395491 | UNIT 2 HEAD GATE C ELECTRIC HOIST |  |  | BRK |  |  |  | 76180 | 123076 | data not found
| 11397291 | UNIT 2 HEAD GATE C RAISE LIMIT SWITCH | 2620 | Seven Sisters G.S. | 00105H-U02-TUR-WSD-HGT-HG3-HST | UNIT 2 HEADGATE C HOIST | REQ | REQ | REQ | 123079 | ASEQ | 1 | UNIT 2 | [5 empty] | STANDARD |  |  |  | CONTROL INPUT | 0 | UNIT 2 |  |  |  |  | 2620 |  |  |  | 11395491 | UNIT 2 HEAD GATE C ELECTRIC HOIST |  |  | CIN |  |  |  | 76180 | 123079 | data not found
| 11395492 | UNIT 2 HEADGATE A | 2620 | Seven Sisters G.S. | 00105H-U02-TUR-WSD-HGT-HG1 | UNIT 2 HEADGATE A | DOMINION BRIDGE CO. LTD. |  |  | 123057 | INST | 1 | UNIT 2 | [5 empty] | STANDARD |  |  |  | GATE | 0 | UNIT 2 |  |  |  |  | 2620 | [7 empty] | GTE |  |  |  | 76300 | 123057 | data not found
| 11395493 | UNIT 2 HEADGATE B | 2620 | Seven Sisters G.S. | 00105H-U02-TUR-WSD-HGT-HG2 | UNIT 2 HEADGATE B | DOMINION BRIDGE CO. LTD. |  |  | 123058 | INST | 1 | UNIT 2 | [5 empty] | STANDARD |  |  |  | GATE | 0 | UNIT 2 |  |  |  |  | 2620 | [7 empty] | GTE |  |  |  | 76300 | 123058 | data not found
| 11395494 | UNIT 2 HEADGATE C | 2620 | Seven Sisters G.S. | 00105H-U02-TUR-WSD-HGT-HG3 | UNIT 2 HEADGATE C | DOMINION BRIDGE CO. LTD. |  |  | 123059 | INST | 1 | UNIT 2 | [5 empty] | STANDARD |  |  |  | GATE | 0 | UNIT 2 |  |  |  |  | 2620 | [7 empty] | GTE |  |  |  | 76300 | 123059 | data not found
| 11395495 | UNIT 2 HEADGATE TRIP SWITCH | 2620 | Seven Sisters G.S. | 00105H-U02-GEN-UCM-CNT | UNIT 2 UNIT CONTROL |  |  |  | 109574 | INST | 1 | UNIT 2 | [5 empty] | STANDARD |  |  |  | CONTROL INPUT | 0 | UNIT 2 |  |  |  |  | 2620 | [7 empty] | CIN |  |  |  | 64200 | 109574 | data not found
| 11395496 | UNIT 2 HIGH PRESSURE OIL LIFT PUMP | 2620 | Seven Sisters G.S. | 00105H-U02-GEN-BRG-TBR-OPR | UNIT 2 GENERATOR THRUST BRG HP LIFT | VICKERS | 382075-1 | V10 1P2P 1A 20 | 085533 | INST | 1 | UNIT 2 | [5 empty] | STANDARD |  |  |  | PUMP | 0 | UNIT 2 |  |  |  |  | 2620 | [7 empty] | PMP |  |  |  | 42171 | 085533 | data not found | GENTHR01
| 11397292 | UNIT 2 HIGH PRESSURE PUMP MOTOR STARTER | 2620 | Seven Sisters G.S. | 00105H-U02-GEN-BRG-TBR-OPR | UNIT 2 GENERATOR THRUST BRG HP LIFT | KLOCKNER-MOELLER |  |  | 109570 | ASEQ | 1 | UNIT 2 | [5 empty] | STANDARD |  |  |  | STARTER DEVICE | 0 | UNIT 2 |  |  |  |  | 2620 |  |  |  | 11395496 | UNIT 2 HIGH PRESSURE OIL LIFT PUMP |  |  | STT |  |  |  | 42171 | 109570 | data not found
| 11395497 | UNIT 2 LOWER GUIDE BRG OIL FLOW METER | 2620 | Seven Sisters G.S. | 00105H-U02-GEN-BRG | UNIT 2 GENERATOR BEARING | HEDLAND |  |  | 124911 | INST | 1 | UNIT 2 | [5 empty] | STANDARD |  |  |  | METER | 0 | UNIT 2 |  |  |  |  | 2620 | [7 empty] | MET |  |  |  | 64214 | 124911 | data not found
| 11395498 | UNIT 2 LUBE OIL PUMP 1 | 2620 | Seven Sisters G.S. | 00105H-U02-GEN-BRG-ONP | UNIT 2 GEN BEARING LUBE OIL | IMO DELAVAL INC | 66916 | A3DB118 | 109565 | INST | 1 | UNIT 2 | [5 empty] | STANDARD |  |  |  | PUMP | 0 | UNIT 2 |  |  |  |  | 2620 | [7 empty] | PMP |  |  |  | 42170 | 109565 | data not found
| 11397293 | UNIT 2 LUBE OIL PUMP 1 MOTOR STARTER | 2620 | Seven Sisters G.S. | 00105H-U02-GEN-BRG-ONP | UNIT 2 GEN BEARING LUBE OIL | CANADIAN GENERAL ELECTRIC LTD |  |  | 109566 | ASEQ | 1 | UNIT 2 | [5 empty] | STANDARD |  |  |  | STARTER DEVICE | 0 | UNIT 2 |  |  |  |  | 2620 |  |  |  | 11395498 | UNIT 2 LUBE OIL PUMP 1 |  |  | STT |  |  |  | 42170 | 109566 | data not found
| 11395499 | UNIT 2 LUBE OIL PUMP 2 | 2620 | Seven Sisters G.S. | 00105H-U02-GEN-BRG-ONP | UNIT 2 GEN BEARING LUBE OIL | IMO DELAVAL INC | 66917 | A3DB118 | 109567 | INST | 1 | UNIT 2 | [5 empty] | STANDARD |  |  |  | PUMP | 0 | UNIT 2 |  |  |  |  | 2620 | [7 empty] | PMP |  |  |  | 42170 | 109567 | data not found
| 11397294 | UNIT 2 LUBE OIL PUMP 2 MOTOR STARTER | 2620 | Seven Sisters G.S. | 00105H-U02-GEN-BRG-ONP | UNIT 2 GEN BEARING LUBE OIL | CANADIAN GENERAL ELECTRIC LTD |  |  | 109568 | ASEQ | 1 | UNIT 2 | [5 empty] | STANDARD |  |  |  | STARTER DEVICE | 0 | UNIT 2 |  |  |  |  | 2620 |  |  |  | 11395499 | UNIT 2 LUBE OIL PUMP 2 |  |  | STT |  |  |  | 42170 | 109568 | data not found
| 11668248 | UNIT 2 LUBE OIL SUMP TANK | 2620 | Seven Sisters G.S. | 00105H-U02-GEN-BRG-ONP | UNIT 2 GEN BEARING LUBE OIL |  |  |  | NEW | INST | 1 | UNIT 2 | [5 empty] | STANDARD |  |  |  | TANK | 0 | UNIT 2 |  |  |  |  | 2620 | [7 empty] | TNK |  |  |  | 42170 | NEW | data not found | [7 empty] | TERESSO 68 |  | data not found
| 11395500 | UNIT 2 PERMANENT MAGNET GENERATOR | 2620 | Seven Sisters G.S. | 00105H-U02-TUR-GOV-CNT | UNIT 2 GOVERNOR CONTROL | WOODWARD GOVERNOR COMPANY | 6506 |  | 033516 | INST | 1 | UNIT 2 |  |  | 05-36-66 | GENERATOR PERMANENT MAG WOODWARD SS |  | STANDARD |  |  |  | GENERATOR | 0 | UNIT 2 |  |  |  |  | 2620 | [7 empty] | GEN |  |  |  | 41724 | 033516 | data not found
| 11397295 | UNIT 2 RATE LIMITER | 2620 | Seven Sisters G.S. | 00105H-U02-TUR-GOV-CNT | UNIT 2 GOVERNOR CONTROL | WOODWARD GOVERNOR COMPANY |  |  | 109560 | ASEQ | 1 | UNIT 2 | [5 empty] | STANDARD |  |  |  | RATE LIMITER | 0 | UNIT 2 |  |  |  |  | 2620 |  |  |  | 11395486 | UNIT 2 GOVERNOR ACTUATOR |  |  | RLM |  |  |  | 41723 | 109560 | data not found
| 11395502 | UNIT 2 SHAFT SEAL | 2620 | Seven Sisters G.S. | 00105H-U02-TUR-HDC-SSL | UNIT 2 TURBINE SHAFT SEAL |  |  |  | 061089 | INST | 1 | UNIT 2 |  |  | 05-60-46 | SHAFT SEAL COMPONENTS SS |  | STANDARD |  |  |  | SEAL | 0 | UNIT 2 |  |  |  |  | 2620 | [7 empty] | SEA |  |  |  | 41123 | 061089 | data not found
| 11395503 | UNIT 2 SPEED SWITCH | 2620 | Seven Sisters G.S. | 00105H-U02-GEN-UCM-CNT | UNIT 2 UNIT CONTROL |  |  |  | 033519 | INST | 1 | UNIT 2 |  |  | 05-36-85 | SWITCH SPEED WOODWARD SS |  | STANDARD |  |  |  | CONTROL INPUT | 0 | UNIT 2 |  |  |  |  | 2620 | [7 empty] | CIN |  |  |  | 64200 | 033519 | data not found
| 11397296 | UNIT 2 SPEEDER MOTOR | 2620 | Seven Sisters G.S. | 00105H-U02-TUR-GOV-CNT | UNIT 2 GOVERNOR CONTROL | BODINE ELECTRIC COMPANY | 1524503 | NSE-11R | 107014 | ASEQ | 1 | UNIT 2 | [5 empty] | STANDARD |  |  |  | SPEEDER MOTOR | 0 | UNIT 2 |  |  |  |  | 2620 |  |  |  | 11395486 | UNIT 2 GOVERNOR ACTUATOR |  |  | SPM |  |  |  | 41723 | 107014 | data not found
| 11395504 | UNIT 2 START/STOP CIRCUITS | 2620 | Seven Sisters G.S. | 00105H-U02-GEN-UCM-CNT | UNIT 2 UNIT CONTROL |  |  |  | 107048 | INST | 1 | UNIT 2 | [5 empty] | STANDARD |  |  |  | START/STOP MECHANISM | 0 | UNIT 2 |  |  |  |  | 2620 | [7 empty] | SSM |  |  |  | 64200 | 107048 | data not found
| 11395506 | UNIT 2 TAILWATER LEVEL TRANSDUCER | 2620 | Seven Sisters G.S. | 00105H-U02-TUR-WSD-TWD | UNIT 2 TAIL WATER DEPRESSION | SIEMENS AEG | PBD/T7180115 | PROBE LU | 111146 | INST | 1 | UNIT 2 | [5 empty] | STANDARD |  |  |  | CONTROL INPUT | 0 | UNIT 2 |  |  |  |  | 2620 | [7 empty] | CIN |  |  |  | 60620 | 111146 | data not found
| 11395507 | UNIT 2 THRUST BEARING OIL FLOW METER | 2620 | Seven Sisters G.S. | 00105H-U02-GEN-BRG-TBR | UNIT 2 GENERATOR THRUST BEARING | HEDLAND |  |  | 124905 | INST | 1 | UNIT 2 | [5 empty] | STANDARD |  |  |  | METER | 0 | UNIT 2 |  |  |  |  | 2620 | [7 empty] | MET |  |  |  | 64214 | 124905 | data not found
| 11395508 | UNIT 2 THRUST BEARING OIL LEVEL SWITCH | 2620 | Seven Sisters G.S. | 00105H-U02-GEN-BRG-TBR | UNIT 2 GENERATOR THRUST BEARING | JO-BELL PRODUCTS |  | R | 107037 | INST | 1 | UNIT 2 | [5 empty] | STANDARD |  |  |  | CONTROL INPUT | 0 | UNIT 2 |  |  |  |  | 2620 | [7 empty] | CIN |  |  |  | 64214 | 107037 | data not found
| 11823394 | UNIT 2 TRANSFORMER FIRE DETECTION SYSTEM | 2620 | Seven Sisters G.S. | 00105H-BPA-FPS-CNT-DET | FIRE PROTECTION DETECTION SYSTEMS | REQ |  | REQ | NEW | INST | 1 | UNIT 2 | FIRE |  |  |  |  | STANDARD |  |  |  | FIRE DETECTION SYS | 0 | UNIT 2 |  |  |  |  | 2620 | [7 empty] | FDS |  |  |  | 78000 | NEW | data not found
| 11395509 | UNIT 2 TRASH RACK ALARM | 2620 | Seven Sisters G.S. | 00105H-U02-TUR-WSD-TRK | UNIT 2 TRASHRACK |  |  |  | 106985 | INST | 1 | UNIT 2 | [5 empty] | STANDARD |  |  |  | CONTROL INPUT | 0 | UNIT 2 |  |  |  |  | 2620 | [7 empty] | CIN |  |  |  | 67640 | 106985 | data not found
| 11395510 | UNIT 2 TRASHRACK | 2620 | Seven Sisters G.S. | 00105H-U02-TUR-WSD-TRK | UNIT 2 TRASHRACK | DOMINION BRIDGE CO. LTD. |  |  | 040212 | INST | 1 | UNIT 2 | [5 empty] | STANDARD |  |  |  | TRASHRACK | 0 | UNIT 2 |  |  |  |  | 2620 | [7 empty] | TRK |  |  | 1-00105-E-01611 0001 | 76430 | 040212 | data not found
| 11395511 | UNIT 2 TURBINE BEARING | 2620 | Seven Sisters G.S. | 00105H-U02-TUR-GBR | UNIT 2 TURBINE GUIDE BEARING | DOMINION ENGINEERING WORKS |  |  | 033417 | INST | 1 | UNIT 2 | [5 empty] | STANDARD |  |  |  | BEARING | 0 | UNIT 2 |  |  |  |  | 2620 | [7 empty] | BRG |  |  |  | 41122 | 033417 | LUBRICATION |  |  |  | WATER
| 11395512 | UNIT 2 TURBINE DRAFT TUBE LINER | 2620 | Seven Sisters G.S. | 00105H-U02-TUR-WSD-PAS-DTB | UNIT 2 TURBINE DRAFT TUBE |  |  |  | 106989 | INST | 1 | UNIT 2 | [5 empty] | STANDARD |  |  |  | DRAFT TUBE LINER | 0 | UNIT 2 |  |  |  |  | 2620 | [7 empty] | DTL |  |  | 3-00105-DE-41114-0003 | 41114 | 106989 | data not found
| 11395513 | UNIT 2 TURBINE GREASER | 2620 | Seven Sisters G.S. | 00105H-U02-TUR-GRS | UNIT 2 TURBINE GREASER | THE FARVAL CORP. | F6758 | 1B | 040554 | INST | 1 | UNIT 2 |  |  | 05-52-25 | GREASE SYSTEM COMPONENTS FARVOL SS |  | STANDARD |  |  |  | GREASER | 0 | UNIT 2 |  |  |  |  | 2620 | [7 empty] | GSR |  |  |  | 41152 | 040554 | LUBRICATION |  |  |  | OIL | LITRES | 15 | LITRES |  | YES | data not found
| 11395514 | UNIT 2 TURBINE HEADCOVER | 2620 | Seven Sisters G.S. | 00105H-U02-TUR-HDC | UNIT 2 TURBINE HEADCOVER |  |  |  | 041067 | INST | 1 | UNIT 2 | [5 empty] | STANDARD |  |  |  | HEAD COVER | 0 | UNIT 2 |  |  |  |  | 2620 | [7 empty] | HCV |  |  |  | 41121 | 041067 | data not found
| 11395515 | UNIT 2 TURBINE RUNNER | 2620 | Seven Sisters G.S. | 00105H-U02-TUR-RUN | UNIT 2 TURBINE RUNNER | GE |  |  | 040272 | INST | 1 | UNIT 2 | [5 empty] | STANDARD |  |  |  | RUNNER | 0 | UNIT 2 |  |  |  |  | 2620 |  |  | 1992-11-17 |  |  |  |  | RUN |  |  | 1-00105-DE-41130-0008 | 41130 | 040272 | data not found
| 11395516 | UNIT 2 TURBINE STAY VANES/RING | 2620 | Seven Sisters G.S. | 00105H-U02-TUR-WSD-PAS-SVR | UNIT 2 TURBINE STAY VANES/RING |  |  |  | 106987 | INST | 1 | UNIT 2 | [5 empty] | STANDARD |  |  |  | TURBINE STAY VANES | 0 | UNIT 2 |  |  |  |  | 2620 | [7 empty] | TSV |  |  |  | 41110 | 106987 | data not found
| 11395517 | UNIT 2 TURBINE WICKET GATE | 2620 | Seven Sisters G.S. | 00105H-U02-TUR-WSD-WGT | UNIT 2 TURBINE WICKET GATE |  |  |  | 033420 | INST | 1 | UNIT 2 | [5 empty] | STANDARD |  |  |  | WICKET GATE | 0 | UNIT 2 |  |  |  |  | 2620 | [7 empty] | WGA |  |  |  | 41142 | 033420 | data not found
| 11395518 | UNIT 2 UPPER GUIDE BRG OIL FLOW METER | 2620 | Seven Sisters G.S. | 00105H-U02-GEN-BRG | UNIT 2 GENERATOR BEARING | HEDLAND |  |  | 124908 | INST | 1 | UNIT 2 | [5 empty] | STANDARD |  |  |  | METER | 0 | UNIT 2 |  |  |  |  | 2620 | [7 empty] | MET |  |  |  | 64214 | 124908 | data not found
| 11395519 | UNIT 2 VENTILATION LOUVERS | 2620 | Seven Sisters G.S. | 00105H-U02-GEN | UNIT 2 GENERATOR |  |  |  | 046227 | INST | 1 | UNIT 2 | [5 empty] | STANDARD |  |  |  | VENT SYSTEM | 0 | UNIT 2 |  |  |  |  | 2620 | [7 empty] | VNT |  |  |  | 74213 | 046227 | data not found
| 11395520 | UNIT 2 WICKET GATE POSITION SWITCH | 2620 | Seven Sisters G.S. | 00105H-U02-TUR-GOV-CNT | UNIT 2 GOVERNOR CONTROL |  |  |  | 107023 | INST | 1 | UNIT 2 | [5 empty] | STANDARD |  |  |  | CONTROL INPUT | 0 | UNIT 2 |  |  |  |  | 2620 | [7 empty] | CIN |  |  |  | 41723 | 107023 | data not found
| 11395180 | UNIT 2395 - SASKATOON BOILER | 2620 | Seven Sisters G.S. | 00105H-BPA-SEQ | STATION/SHOP EQUIPMENT | SASKATOON BOILER MFG CO. LTD. | 3945 | OTS-050H | 081234 | INST | 1 | [6 empty] | PSEBOL |  |  |  | BOILER | 0 | [5 empty] | 2620 | [7 empty] | BOL |  |  |  | 76545 | 081234 | OTHER |  |  |  | BLR WATER
| 11395521 | UNIT 3 - PT301 A-B PHASE PT FOR AVR | 2620 | Seven Sisters G.S. | 00105H-BPE-USY-U03-PTX | UNIT 3 POTENTIAL TRANSFORMERS | CANADIAN GENERAL ELECTRIC LTD | 195675 | P | 122913 | INST | 1 | UNIT 3 | NERC |  |  |  |  | STANDARD |  |  |  | POTENTIAL TRANSFORMR | 0 | UNIT 3 |  |  |  |  | 2620 | [7 empty] | PTX |  |  |  | 42700 | 122913 | INSULATING | PCSPT02 |  |  | OIL | GALLONS IMP | 20 | LITRES |  | NO | data not found | [8 empty] | YELLOW | VERIFIED - TEST DATE/VALUE |  | data not found | data not found
| 11395522 | UNIT 3 - PT301 B-C PHASE PT FOR AVR | 2620 | Seven Sisters G.S. | 00105H-BPE-USY-U03-PTX | UNIT 3 POTENTIAL TRANSFORMERS | PACKARD ELECTRIC | C119602 | PW | 122914 | INST | 1 | UNIT 3 | NERC |  |  |  |  | STANDARD |  |  |  | POTENTIAL TRANSFORMR | 0 | UNIT 3 |  |  |  |  | 2620 | [7 empty] | PTX |  |  |  | 42700 | 122914 | INSULATING | PCSPT02 |  |  | OIL | [14 empty] | YELLOW | VERIFIED - TEST DATE/VALUE |  | data not found | data not found
| 11395523 | UNIT 3 - PT302 A-B PHASE PT FOR METERING | 2620 | Seven Sisters G.S. | 00105H-BPE-USY-U03-PTX | UNIT 3 POTENTIAL TRANSFORMERS | CANADIAN GENERAL ELECTRIC LTD | 135398 | P | 122915 | INST | 1 | UNIT 3 | NERC |  |  |  |  | STANDARD |  |  |  | POTENTIAL TRANSFORMR | 0 | UNIT 3 |  |  |  |  | 2620 | [7 empty] | PTX |  |  |  | 52250 | 122915 | INSULATING | PCSPT02 |  |  | OIL | [14 empty] | BLUE | NO TEST DATA IN LIMS 10/08/17 |  | data not found | data not found
| 11395524 | UNIT 3 - PT302 B-C PHASE PT FOR METERING | 2620 | Seven Sisters G.S. | 00105H-BPE-USY-U03-PTX | UNIT 3 POTENTIAL TRANSFORMERS | CANADIAN GENERAL ELECTRIC LTD | 135395 | P | 122917 | INST | 1 | UNIT 3 | NERC |  |  |  |  | STANDARD |  |  |  | POTENTIAL TRANSFORMR | 0 | UNIT 3 |  |  |  |  | 2620 | [7 empty] | PTX |  |  |  | 52250 | 122917 | INSULATING | PCSPT02 |  |  | OIL | [14 empty] | YELLOW | NO TEST DATA IN LIMS 10/08/17 |  | data not found | data not found
| 11395525 | UNIT 3 AUXILIARY TIMER | 2620 | Seven Sisters G.S. | 00105H-U03-GEN-UCM-CNT | UNIT 3 UNIT CONTROL |  |  |  | 109374 | INST | 1 | UNIT 3 | [5 empty] | STANDARD |  |  |  | CONTROLLER | 0 | UNIT 3 |  |  |  |  | 2620 | [7 empty] | CNL |  |  |  | 64200 | 109374 | data not found
| 11395526 | UNIT 3 BRAKE AIR PRESSURE SWITCH | 2620 | Seven Sisters G.S. | 00105H-U03-GEN-BRK | UNIT 3 GENERATOR BRAKES | MERCOID CORPORATION | REQ | REQ | 109293 | INST | 1 | UNIT 3 | [5 empty] | STANDARD |  |  |  | CONTROL INPUT | 0 | UNIT 3 |  |  |  |  | 2620 | [7 empty] | CIN |  |  |  | 64218 | 109293 | data not found
| 11395527 | UNIT 3 BRAKE SOLENOID | 2620 | Seven Sisters G.S. | 00105H-U03-GEN-BRK | UNIT 3 GENERATOR BRAKES | WOODWARD GOVERNOR COMPANY |  | 5950-510 | 109292 | INST | 1 | UNIT 3 | [5 empty] | STANDARD |  |  |  | VALVE | 0 | UNIT 3 |  |  |  |  | 2620 | [7 empty] | VLV |  |  |  | 42180 | 109292 | data not found
| 11395528 | UNIT 3 CONTROL RELAY | 2620 | Seven Sisters G.S. | 00105H-U03-GEN-UCM-CNT | UNIT 3 UNIT CONTROL |  |  |  | 109378 | INST | 1 | UNIT 3 | [5 empty] | STANDARD |  |  |  | CONTROLLER | 0 | UNIT 3 |  |  |  |  | 2620 | [7 empty] | CNL |  |  |  | 60690 | 109378 | data not found
| 11395529 | UNIT 3 CREEP DETECTOR | 2620 | Seven Sisters G.S. | 00105H-U03-GEN-UCM-CNT | UNIT 3 UNIT CONTROL | GE |  |  | 109369 | INST | 1 | UNIT 3 | [5 empty] | STANDARD |  |  |  | CONTROL INPUT | 0 | UNIT 3 |  |  |  |  | 2620 | [7 empty] | CIN |  |  |  | 60630 | 109369 | data not found
| 11395530 | UNIT 3 EMERGENCY GEN SHUTDOWN SWITCH | 2620 | Seven Sisters G.S. | 00105H-U03-GEN-UCM-CNT | UNIT 3 UNIT CONTROL |  |  |  | 109372 | INST | 1 | UNIT 3 | [5 empty] | STANDARD |  |  |  | CONTROL INPUT | 0 | UNIT 3 |  |  |  |  | 2620 | [7 empty] | CIN |  |  |  | 64200 | 109372 | data not found
| 11395531 | UNIT 3 EXCITATION TRANSFORMER | 2620 | Seven Sisters G.S. | 00105H-U03-GEN-EXC-XFM | UNIT 3 GEN EXCITER TRANSFORMER | HAMMOND MFG CO. | DB99B65 | K | 109387 | INST | 1 | UNIT 3 | [5 empty] | STANDARD |  |  |  | TRANSFORMER | 0 | UNIT 3 |  |  |  |  | 2620 | [7 empty] | XFM |  |  |  | 42701 | 109387 | data not found
| 11395532 | UNIT 3 EXCITER FIELD BREAKER | 2620 | Seven Sisters G.S. | 00105H-U03-GEN-EXC-ROT | UNIT 3 GENERATOR ROTATING EXCITER | ASEA BROWN BOVERI INC | REQ | REQ | 109242 | INST | 1 | UNIT 3 | [5 empty] | STANDARD |  |  |  | CIRCUIT BREAKER | 0 | UNIT 3 |  |  |  |  | 2620 | [7 empty] | CBK |  |  |  | 42703 | 109242 | data not found |  |  |  | AIR
| 11395533 | UNIT 3 EXCITER TRIP RELAY | 2620 | Seven Sisters G.S. | 00105H-U03-GEN-UCM-CNT | UNIT 3 UNIT CONTROL |  |  |  | 109377 | INST | 1 | UNIT 3 | [5 empty] | STANDARD |  |  |  | CONTROLLER | 0 | UNIT 3 |  |  |  |  | 2620 | [7 empty] | CNL |  |  |  | 64200 | 109377 | data not found
| 11395534 | UNIT 3 FIELD FLASHING CONTACTOR | 2620 | Seven Sisters G.S. | 00105H-U03-GEN-EXC | UNIT 3 GENERATOR EXCITER | ASEA BROWN BOVERI INC |  |  | 109388 | INST | 1 | UNIT 3 | [5 empty] | STANDARD |  |  |  | CONTACTOR | 0 | UNIT 3 |  |  |  |  | 2620 | [7 empty] | CON |  |  |  | 42716 | 109388 | data not found
| 11395535 | UNIT 3 GENERATOR DELUGE SYSTEM | 2620 | Seven Sisters G.S. | 00105H-BPA-FPS-FWS-DST-DLG | FIRE WATER DELUGE SYSTEM |  |  |  | 036543 | INST | 1 | UNIT 3 | FIRE |  |  |  |  | STANDARD |  |  |  | DELUGE | 0 | UNIT 3 |  |  |  |  | 2620 | [7 empty] | DLG |  |  |  | 78200 | 036543 | data not found
| 11459920 | UNIT 3 GENERATOR FIRE DETECTION SYSTEM | 2620 | Seven Sisters G.S. | 00105H-BPA-FPS-CNT-DET | FIRE PROTECTION DETECTION SYSTEMS | PYROTRONICS |  | FIU | NEW | INST | 1 | UNIT 3 |  | 1956 |  |  |  | STANDARD |  |  |  | FIRE DETECTION SYS | 0 | UNIT 3 |  |  |  |  | 2620 | [7 empty] | FDS |  |  |  | 78000 |  | data not found
| 11395536 | UNIT 3 GENERATOR LOWER GUIDE BEARING | 2620 | Seven Sisters G.S. | 00105H-U03-GEN-BRG-GBR | UNIT 3 GENERATOR GUIDE BEARING(S) | CANADIAN GENERAL ELECTRIC LTD |  |  | 040758 | INST | 1 | UNIT 3 | [5 empty] | STANDARD |  |  |  | BEARING | 0 | UNIT 3 |  |  |  |  | 2620 | [7 empty] | BRG |  |  |  | 42140 | 040758 | data not found
| 11395537 | UNIT 3 GENERATOR MAINTENANCE PLATFORM | 2620 | Seven Sisters G.S. | 00105H-U03-GEN | UNIT 3 GENERATOR | REQ | REQ | REQ | 164462 | INST | 1 | UNIT 3 | [5 empty] | STANDARD |  |  |  | MAINT SCAFFOLDING | 0 | UNIT 3 |  |  |  |  | 2620 | [7 empty] | SCF |  |  |  | 76600 | 164462 | data not found
| 11395538 | UNIT 3 GENERATOR ROTATING EXCITER | 2620 | Seven Sisters G.S. | 00105H-U03-GEN-EXC-ROT | UNIT 3 GENERATOR ROTATING EXCITER | CANADIAN GENERAL ELECTRIC LTD | 134591 | MPC.8 | 109382 | INST | 1 | UNIT 3 | [5 empty] | STANDARD |  |  |  | EXCITER | 0 | UNIT 3 |  |  |  |  | 2620 |  |  | 2000-01-01 |  |  |  |  | EXC |  |  |  | 42740 | 109382 | data not found | [10 empty] | YES | EXCITATION SYSTEM, DIGITAL | EXCITERS | NO | data not found
| 11395563 | UNIT 3 GENERATOR ROTOR - FIELD POLES | 2620 | Seven Sisters G.S. | 00105H-U03-GEN-RTR | UNIT 3 GENERATOR ROTOR | CANADIAN GENERAL ELECTRIC LTD |  |  | 109291 | INST | 1 | UNIT 3 | [5 empty] | STANDARD |  |  |  | WINDING | 0 | UNIT 3 |  |  |  |  | 2620 |  |  | 1995-05-31 |  |  |  |  | WND |  |  |  | 42113 | 109291 | data not found
| 11395539 | UNIT 3 GENERATOR ROTOR - SPIDER/RIM | 2620 | Seven Sisters G.S. | 00105H-U03-GEN-RTR | UNIT 3 GENERATOR ROTOR | CANADIAN GENERAL ELECTRIC LTD |  |  | 040749 | INST | 1 | UNIT 3 | [5 empty] | STANDARD |  |  |  | ROTOR | 0 | UNIT 3 |  |  |  |  | 2620 |  |  | 1995-01-01 |  |  |  |  | RTR |  |  |  | 42110 | 040749 | data not found | [10 empty] | YES | GENERATOR, ROTOR | GENERATORS | NO | data not found
| 11395541 | UNIT 3 GENERATOR STATOR - CORE/FRAME | 2620 | Seven Sisters G.S. | 00105H-U03-GEN-STA | UNIT 3 GENERATOR STATOR | CANADIAN GENERAL ELECTRIC LTD |  |  | 040755 | INST | 1 | UNIT 3 | [5 empty] | STANDARD |  |  |  | STATOR | 0 | UNIT 3 |  |  |  |  | 2620 |  |  | 1995-01-01 |  |  |  |  | STA |  |  |  | 42120 | 040755 | data not found | [10 empty] | YES | GENERATOR, STATOR | GENERATORS | NO | data not found
| 11395567 | UNIT 3 GENERATOR STATOR - WINDING | 2620 | Seven Sisters G.S. | 00105H-U03-GEN-STA | UNIT 3 GENERATOR STATOR | CANADIAN GENERAL ELECTRIC LTD |  |  | 109307 | INST | 1 | UNIT 3 |  | 1995 |  |  |  | STANDARD |  |  |  | WINDING | 0 | UNIT 3 |  |  |  |  | 2620 |  |  | 1995-05-31 |  |  |  |  | WND |  |  |  | 42123 | 109307 | data not found
| 11395542 | UNIT 3 GENERATOR THRUST BEARING | 2620 | Seven Sisters G.S. | 00105H-U03-GEN-BRG-TBR | UNIT 3 GENERATOR THRUST BEARING | KINGSBURY MACHINE WORKS INC | 388154 | 73 INCH | 040767 | INST | 1 | UNIT 3 | [5 empty] | STANDARD |  |  |  | BEARING | 0 | UNIT 3 |  |  |  |  | 2620 | [7 empty] | BRG |  |  |  | 42140 | 040767 | LUBRICATION |  |  |  | OIL | LITRES | 6000 | LITRES |  | NO | data not found
| 11395543 | UNIT 3 GENERATOR UPPER GUIDE BEARING | 2620 | Seven Sisters G.S. | 00105H-U03-GEN-BRG-GBR | UNIT 3 GENERATOR GUIDE BEARING(S) | CANADIAN GENERAL ELECTRIC LTD |  |  | 040764 | INST | 1 | UNIT 3 | [5 empty] | STANDARD |  |  |  | BEARING | 0 | UNIT 3 |  |  |  |  | 2620 | [7 empty] | BRG |  |  |  | 42140 | 040764 | data not found
| 11395544 | UNIT 3 GENERATOR VOLTAGE REGULATOR | 2620 | Seven Sisters G.S. | 00105H-U03-GEN-EXC-VRG | UNIT 3 GENERATOR VOLTAGE REGULATOR | ABB POWER T&D COMPANY INC | 518066-323-3 | 520DF50 | 050241 | INST | 1 | UNIT 3 | [5 empty] | STANDARD |  |  |  | VOLTAGE REGULATOR | 0 | UNIT 3 |  |  |  |  | 2620 | [7 empty] | REG |  |  |  | 42704 | 050241 | data not found
| 11395545 | UNIT 3 GOV OIL ACCUMULATOR TANK | 2620 | Seven Sisters G.S. | 00105H-U03-TUR-GOV-OPR-TNK | UNIT 3 GOVERNOR SYS PRESS VESSELS | ACME WELDING & SUPPLY | 491-23 | A3538.4 | 109271 | INST | 1 | UNIT 3 | [5 empty] | PSETPR |  |  |  | TANK | 0 | UNIT 3 |  |  |  |  | 2620 | [7 empty] | TNK |  |  |  | 41714 | 109271 | data not found | [74 empty] | GASOVERLIQUID
| 11395546 | UNIT 3 GOV OIL SUMP TANK | 2620 | Seven Sisters G.S. | 00105H-U03-TUR-GOV-ONP | UNIT 3 GOV NON PRESSURIZED OIL SYSTEM |  |  |  | 109269 | INST | 1 | UNIT 3 | [5 empty] | STANDARD |  |  |  | TANK | 0 | UNIT 3 |  |  |  |  | 2620 | [7 empty] | TNK |  |  |  | 41715 | 109269 | data not found | [7 empty] | TERESSO 46 |  | data not found
| 11395547 | UNIT 3 GOV SUMP TANK LOW OIL SWITCH | 2620 | Seven Sisters G.S. | 00105H-U03-TUR-GOV-ONP | UNIT 3 GOV NON PRESSURIZED OIL SYSTEM | JO-BELL PRODUCTS | REQ | REQ | 109270 | INST | 1 | UNIT 3 | [5 empty] | STANDARD |  |  |  | CONTROL INPUT | 0 | UNIT 3 |  |  |  |  | 2620 | [7 empty] | CIN |  |  |  | 41715 | 109270 | data not found
| 11395548 | UNIT 3 GOVERNOR ACTUATOR | 2620 | Seven Sisters G.S. | 00105H-U03-TUR-GOV-CNT | UNIT 3 GOVERNOR CONTROL | WOODWARD GOVERNOR COMPANY | 6506 | A-7 ACTUATOR | 040785 | INST | 1 | UNIT 3 |  |  | 05-34-14 | GOVERNOR ACTUATOR WOODWARD A |  | STANDARD |  |  |  | ACTUATOR | 0 | UNIT 3 |  |  |  |  | 2620 |  |  | 1931-01-01 |  |  |  |  | ACT |  |  |  | 41721 | 040785 | data not found | [10 empty] | YES | GOVERNOR, MECHANICAL | GOVERNORS | NO | data not found
| 11397297 | UNIT 3 GOVERNOR BALLHEAD | 2620 | Seven Sisters G.S. | 00105H-U03-TUR-GOV-CNT | UNIT 3 GOVERNOR CONTROL | WOODWARD GOVERNOR COMPANY |  |  | 109279 | ASEQ | 1 | UNIT 3 | [5 empty] | STANDARD |  |  |  | BALLHEAD | 0 | UNIT 3 |  |  |  |  | 2620 |  |  |  | 11395548 | UNIT 3 GOVERNOR ACTUATOR |  |  | BHD |  |  |  | 41721 | 109279 | data not found
| 11397298 | UNIT 3 GOVERNOR DASHPOT | 2620 | Seven Sisters G.S. | 00105H-U03-TUR-GOV-CNT | UNIT 3 GOVERNOR CONTROL | WOODWARD GOVERNOR COMPANY |  |  | 109282 | ASEQ | 1 | UNIT 3 | [5 empty] | STANDARD |  |  |  | DASHPOT | 0 | UNIT 3 |  |  |  |  | 2620 |  |  |  | 11395548 | UNIT 3 GOVERNOR ACTUATOR |  |  | DHP |  |  |  | 41723 | 109282 | data not found
| 11397299 | UNIT 3 GOVERNOR MAIN VALVE | 2620 | Seven Sisters G.S. | 00105H-U03-TUR-GOV-CNT | UNIT 3 GOVERNOR CONTROL | WOODWARD GOVERNOR COMPANY |  |  | 109284 | ASEQ | 1 | UNIT 3 | [5 empty] | STANDARD |  |  |  | VALVE | 0 | UNIT 3 |  |  |  |  | 2620 |  |  |  | 11395548 | UNIT 3 GOVERNOR ACTUATOR |  |  | VLV |  |  |  | 41713 | 109284 | data not found
| 11397300 | UNIT 3 GOVERNOR PILOT VALVE | 2620 | Seven Sisters G.S. | 00105H-U03-TUR-GOV-CNT | UNIT 3 GOVERNOR CONTROL | WOODWARD GOVERNOR COMPANY |  |  | 109285 | ASEQ | 1 | UNIT 3 | [5 empty] | STANDARD |  |  |  | VALVE | 0 | UNIT 3 |  |  |  |  | 2620 |  |  |  | 11395548 | UNIT 3 GOVERNOR ACTUATOR |  |  | VLV |  |  |  | 41713 | 109285 | data not found
| 11397301 | UNIT 3 GOVERNOR RESTORING MECHANISM | 2620 | Seven Sisters G.S. | 00105H-U03-TUR-GOV-CNT | UNIT 3 GOVERNOR CONTROL |  |  |  | 109286 | ASEQ | 1 | UNIT 3 | [5 empty] | STANDARD |  |  |  | RESTORING MECHANISM | 0 | UNIT 3 |  |  |  |  | 2620 |  |  |  | 11395548 | UNIT 3 GOVERNOR ACTUATOR |  |  | RSM |  |  |  | 41728 | 109286 | data not found
| 11395549 | UNIT 3 GOVERNOR SERVOMOTOR | 2620 | Seven Sisters G.S. | 00105H-U03-TUR-GOV-CNT | UNIT 3 GOVERNOR CONTROL |  |  |  | 109276 | INST | 1 | UNIT 3 | [5 empty] | STANDARD |  |  |  | SERVO MOTOR | 0 | UNIT 3 |  |  |  |  | 2620 | [7 empty] | SMT |  |  |  | 41141 | 109276 | data not found
| 11397302 | UNIT 3 GOVERNOR SOLENOID | 2620 | Seven Sisters G.S. | 00105H-U03-TUR-GOV-CNT | UNIT 3 GOVERNOR CONTROL | CANADIAN GENERAL ELECTRIC LTD |  |  | 109283 | ASEQ | 1 | UNIT 3 | [5 empty] | STANDARD |  |  |  | VALVE | 0 | UNIT 3 |  |  |  |  | 2620 |  |  |  | 11395548 | UNIT 3 GOVERNOR ACTUATOR |  |  | VLV |  |  |  | 41723 | 109283 | data not found
| 11397303 | UNIT 3 HEAD GATE A BRAKE THRUSTER | 2620 | Seven Sisters G.S. | 00105H-U03-TUR-WSD-HGT-HG1-HST | UNIT 3 HEADGATE A HOIST | CANADIAN GENERAL ELECTRIC LTD |  | CR9504D1 | 109423 | ASEQ | 1 | UNIT 3 | [5 empty] | STANDARD |  |  |  | BRAKE | 0 | UNIT 3 |  |  |  |  | 2620 |  |  |  | 11395551 | UNIT 3 HEAD GATE A ELECTRIC HOIST |  |  | BRK |  |  |  | 76180 | 109423 | LUBRICATION |  |  |  | OIL | LITRES | 7 | LITRES | VOLTESSO 35 | YES | data not found
| 11395551 | UNIT 3 HEAD GATE A ELECTRIC HOIST | 2620 | Seven Sisters G.S. | 00105H-U03-TUR-WSD-HGT-HG1-HST | UNIT 3 HEADGATE A HOIST | DOMINION BRIDGE CO. LTD. | 1241 |  | 109421 | INST | 1 | UNIT 3 | [5 empty] | CRANE_HOIST |  |  |  | HOIST | 0 | UNIT 3 |  |  |  |  | 2620 | [7 empty] | HST |  |  |  | 76180 | 109421 | data not found
| 11397304 | UNIT 3 HEAD GATE A HOIST BRAKE | 2620 | Seven Sisters G.S. | 00105H-U03-TUR-WSD-HGT-HG1-HST | UNIT 3 HEADGATE A HOIST |  | REQ | REQ | 109422 | ASEQ | 1 | UNIT 3 | [5 empty] | STANDARD |  |  |  | BRAKE | 0 | UNIT 3 |  |  |  |  | 2620 |  |  |  | 11395551 | UNIT 3 HEAD GATE A ELECTRIC HOIST |  |  | BRK |  |  |  | 76180 | 109422 | data not found
| 11397305 | UNIT 3 HEAD GATE A RAISE LIMIT SWITCH | 2620 | Seven Sisters G.S. | 00105H-U03-TUR-WSD-HGT-HG1-HST | UNIT 3 HEADGATE A HOIST | REQ | REQ | REQ | 109424 | ASEQ | 1 | UNIT 3 | [5 empty] | STANDARD |  |  |  | CONTROL INPUT | 0 | UNIT 3 |  |  |  |  | 2620 |  |  |  | 11395551 | UNIT 3 HEAD GATE A ELECTRIC HOIST |  |  | CIN |  |  |  | 76180 | 109424 | data not found
| 11397306 | UNIT 3 HEAD GATE B BRAKE THRUSTER | 2620 | Seven Sisters G.S. | 00105H-U03-TUR-WSD-HGT-HG2-HST | UNIT 3 HEADGATE B HOIST | CANADIAN GENERAL ELECTRIC LTD |  | CR9504D1 | 123095 | ASEQ | 1 | UNIT 3 | [5 empty] | STANDARD |  |  |  | BRAKE | 0 | UNIT 3 |  |  |  |  | 2620 |  |  |  | 11395552 | UNIT 3 HEAD GATE B ELECTRIC HOIST |  |  | BRK |  |  |  | 76180 | 123095 | LUBRICATION |  |  |  | OIL | LITRES | 7 | LITRES | VOLTESSO 35 | YES | data not found
| 11395552 | UNIT 3 HEAD GATE B ELECTRIC HOIST | 2620 | Seven Sisters G.S. | 00105H-U03-TUR-WSD-HGT-HG2-HST | UNIT 3 HEADGATE B HOIST | DOMINION BRIDGE CO. LTD. | 1239 |  | 123092 | INST | 1 | UNIT 3 | [5 empty] | CRANE_HOIST |  |  |  | HOIST | 0 | UNIT 3 |  |  |  |  | 2620 | [7 empty] | HST |  |  |  | 76180 | 123092 | data not found
| 11397307 | UNIT 3 HEAD GATE B HOIST BRAKE | 2620 | Seven Sisters G.S. | 00105H-U03-TUR-WSD-HGT-HG2-HST | UNIT 3 HEADGATE B HOIST |  | REQ | REQ | 123094 | ASEQ | 1 | UNIT 3 | [5 empty] | STANDARD |  |  |  | BRAKE | 0 | UNIT 3 |  |  |  |  | 2620 |  |  |  | 11395552 | UNIT 3 HEAD GATE B ELECTRIC HOIST |  |  | BRK |  |  |  | 76180 | 123094 | data not found
| 11397308 | UNIT 3 HEAD GATE B RAISE LIMIT SWITCH | 2620 | Seven Sisters G.S. | 00105H-U03-TUR-WSD-HGT-HG2-HST | UNIT 3 HEADGATE B HOIST | REQ | REQ | REQ | 123096 | ASEQ | 1 | UNIT 3 | [5 empty] | STANDARD |  |  |  | CONTROL INPUT | 0 | UNIT 3 |  |  |  |  | 2620 |  |  |  | 11395552 | UNIT 3 HEAD GATE B ELECTRIC HOIST |  |  | CIN |  |  |  | 76180 | 123096 | data not found
| 11397309 | UNIT 3 HEAD GATE C BRAKE THRUSTER | 2620 | Seven Sisters G.S. | 00105H-U03-TUR-WSD-HGT-HG3-HST | UNIT 3 HEADGATE C HOIST | CANADIAN GENERAL ELECTRIC LTD |  |  | 123098 | ASEQ | 1 | UNIT 3 | [5 empty] | STANDARD |  |  |  | BRAKE | 0 | UNIT 3 |  |  |  |  | 2620 |  |  |  | 11395553 | UNIT 3 HEAD GATE C ELECTRIC HOIST |  |  | BRK |  |  |  | 76180 | 123098 | LUBRICATION |  |  |  | OIL | LITRES | 7 | LITRES | VOLTESSO 35 | YES | data not found
| 11395553 | UNIT 3 HEAD GATE C ELECTRIC HOIST | 2620 | Seven Sisters G.S. | 00105H-U03-TUR-WSD-HGT-HG3-HST | UNIT 3 HEADGATE C HOIST | DOMINION BRIDGE CO. LTD. | 1240 |  | 123093 | INST | 1 | UNIT 3 | [5 empty] | CRANE_HOIST |  |  |  | HOIST | 0 | UNIT 3 |  |  |  |  | 2620 | [7 empty] | HST |  |  |  | 76180 | 123093 | data not found
| 11397310 | UNIT 3 HEAD GATE C HOIST BRAKE | 2620 | Seven Sisters G.S. | 00105H-U03-TUR-WSD-HGT-HG3-HST | UNIT 3 HEADGATE C HOIST |  | REQ | REQ | 123097 | ASEQ | 1 | UNIT 3 | [5 empty] | STANDARD |  |  |  | BRAKE | 0 | UNIT 3 |  |  |  |  | 2620 |  |  |  | 11395553 | UNIT 3 HEAD GATE C ELECTRIC HOIST |  |  | BRK |  |  |  | 76180 | 123097 | data not found
| 11397311 | UNIT 3 HEAD GATE C RAISE LIMIT SWITCH | 2620 | Seven Sisters G.S. | 00105H-U03-TUR-WSD-HGT-HG3-HST | UNIT 3 HEADGATE C HOIST | CANADIAN GENERAL ELECTRIC LTD | 2233917 | CR 9423-LS-439B | 123099 | ASEQ | 1 | UNIT 3 | [5 empty] | STANDARD |  |  |  | CONTROL INPUT | 0 | UNIT 3 |  |  |  |  | 2620 |  |  |  | 11395553 | UNIT 3 HEAD GATE C ELECTRIC HOIST |  |  | CIN |  |  |  | 76180 | 123099 | data not found
| 11395554 | UNIT 3 HEADGATE A | 2620 | Seven Sisters G.S. | 00105H-U03-TUR-WSD-HGT-HG1 | UNIT 3 HEADGATE A | DOMINION BRIDGE CO. LTD. |  |  | 123084 | INST | 1 | UNIT 3 | [5 empty] | STANDARD |  |  |  | GATE | 0 | UNIT 3 |  |  |  |  | 2620 | [7 empty] | GTE |  |  |  | 76300 | 123084 | data not found
| 11395555 | UNIT 3 HEADGATE B | 2620 | Seven Sisters G.S. | 00105H-U03-TUR-WSD-HGT-HG2 | UNIT 3 HEADGATE B | DOMINION BRIDGE CO. LTD. |  |  | 123090 | INST | 1 | UNIT 3 | [5 empty] | STANDARD |  |  |  | GATE | 0 | UNIT 3 |  |  |  |  | 2620 | [7 empty] | GTE |  |  |  | 76300 | 123090 | data not found
| 11395556 | UNIT 3 HEADGATE C | 2620 | Seven Sisters G.S. | 00105H-U03-TUR-WSD-HGT-HG3 | UNIT 3 HEADGATE C | DOMINION BRIDGE CO. LTD. |  |  | 123091 | INST | 1 | UNIT 3 | [5 empty] | STANDARD |  |  |  | GATE | 0 | UNIT 3 |  |  |  |  | 2620 | [7 empty] | GTE |  |  |  | 76300 | 123091 | data not found
| 11395557 | UNIT 3 HEADGATE TRIP SWITCH | 2620 | Seven Sisters G.S. | 00105H-U03-GEN-UCM-CNT | UNIT 3 UNIT CONTROL |  |  |  | 109371 | INST | 1 | UNIT 3 | [5 empty] | STANDARD |  |  |  | CONTROL INPUT | 0 | UNIT 3 |  |  |  |  | 2620 | [7 empty] | CIN |  |  |  | 64200 | 109371 | data not found
| 11395558 | UNIT 3 HIGH PRESSURE OIL LIFT PUMP | 2620 | Seven Sisters G.S. | 00105H-U03-GEN-BRG-TBR-OPR | UNIT 3 GENERATOR THRUST BRG HP LIFT | VICKERS | 382075-1 | V10 1P2P 1A20 | 062586 | INST | 1 | UNIT 3 |  |  | 05-50-44 | PUMP HP VICKERS V10 1P2P 1A20 |  | STANDARD |  |  |  | PUMP | 0 | UNIT 3 |  |  |  |  | 2620 | [7 empty] | PMP |  |  |  | 42171 | 062586 | data not found | GENTHR01
| 11397312 | UNIT 3 HIGH PRESSURE PUMP MOTOR STARTER | 2620 | Seven Sisters G.S. | 00105H-U03-GEN-BRG-TBR-OPR | UNIT 3 GENERATOR THRUST BRG HP LIFT |  |  |  | 109318 | ASEQ | 1 | UNIT 3 | [5 empty] | STANDARD |  |  |  | STARTER DEVICE | 0 | UNIT 3 |  |  |  |  | 2620 |  |  |  | 11395558 | UNIT 3 HIGH PRESSURE OIL LIFT PUMP |  |  | STT |  |  |  | 42171 | 109318 | data not found
| 11395559 | UNIT 3 LOWER GUIDE BRG OIL FLOW METER | 2620 | Seven Sisters G.S. | 00105H-U03-GEN-BRG-GBR | UNIT 3 GENERATOR GUIDE BEARING(S) | HEDLAND |  |  | 124912 | INST | 1 | UNIT 3 | [5 empty] | STANDARD |  |  |  | METER | 0 | UNIT 3 |  |  |  |  | 2620 | [7 empty] | MET |  |  |  | 64214 | 124912 | data not found
| 11395560 | UNIT 3 LUBE OIL PUMP 1 | 2620 | Seven Sisters G.S. | 00105H-U03-GEN-BRG-ONP | UNIT 3 GEN BEARING LUBE OIL | CANADIAN GENERAL ELECTRIC LTD | 944557 | 9F1015P | 109303 | INST | 1 | UNIT 3 | [5 empty] | STANDARD |  |  |  | PUMP | 0 | UNIT 3 |  |  |  |  | 2620 | [7 empty] | PMP |  |  |  | 42170 | 109303 | data not found
| 11397313 | UNIT 3 LUBE OIL PUMP 1 MOTOR STARTER | 2620 | Seven Sisters G.S. | 00105H-U03-GEN-BRG-ONP | UNIT 3 GEN BEARING LUBE OIL | CANADIAN GENERAL ELECTRIC LTD |  |  | 109304 | ASEQ | 1 | UNIT 3 | [5 empty] | STANDARD |  |  |  | STARTER DEVICE | 0 | UNIT 3 |  |  |  |  | 2620 |  |  |  | 11395560 | UNIT 3 LUBE OIL PUMP 1 |  |  | STT |  |  |  | 42170 | 109304 | data not found
| 11395561 | UNIT 3 LUBE OIL PUMP 2 | 2620 | Seven Sisters G.S. | 00105H-U03-GEN-BRG-ONP | UNIT 3 GEN BEARING LUBE OIL | IMO DELAVAL INC | 31605 | 3DB118 | 109305 | INST | 1 | UNIT 3 | [5 empty] | STANDARD |  |  |  | PUMP | 0 | UNIT 3 |  |  |  |  | 2620 | [7 empty] | PMP |  |  |  | 42170 | 109305 | data not found
| 11397314 | UNIT 3 LUBE OIL PUMP 2 MOTOR STARTER | 2620 | Seven Sisters G.S. | 00105H-U03-GEN-BRG-ONP | UNIT 3 GEN BEARING LUBE OIL | CANADIAN GENERAL ELECTRIC LTD |  |  | 109306 | ASEQ | 1 | UNIT 3 | [5 empty] | STANDARD |  |  |  | STARTER DEVICE | 0 | UNIT 3 |  |  |  |  | 2620 |  |  |  | 11395561 | UNIT 3 LUBE OIL PUMP 2 |  |  | STT |  |  |  | 42170 | 109306 | data not found
| 11668249 | UNIT 3 LUBE OIL SUMP TANK | 2620 | Seven Sisters G.S. | 00105H-U03-GEN-BRG-ONP | UNIT 3 GEN BEARING LUBE OIL |  |  |  | NEW | INST | 1 | UNIT 3 | [5 empty] | STANDARD |  |  |  | TANK | 0 | UNIT 3 |  |  |  |  | 2620 | [7 empty] | TNK |  |  |  | 42170 | NEW | data not found | [7 empty] | TERESSO 68 |  | data not found
| 11395562 | UNIT 3 PERMANENT MAGNET GENERATOR | 2620 | Seven Sisters G.S. | 00105H-U03-TUR-GOV-CNT | UNIT 3 GOVERNOR CONTROL | WOODWARD GOVERNOR COMPANY | 6504 |  | 040791 | INST | 1 | UNIT 3 |  |  | 05-36-66 | GENERATOR PERMANENT MAG WOODWARD SS |  | STANDARD |  |  |  | GENERATOR | 0 | UNIT 3 |  |  |  |  | 2620 | [7 empty] | GEN |  |  |  | 41724 | 040791 | data not found
| 11397315 | UNIT 3 RATE LIMITER | 2620 | Seven Sisters G.S. | 00105H-U03-TUR-GOV-CNT | UNIT 3 GOVERNOR CONTROL | WOODWARD GOVERNOR COMPANY |  |  | 109288 | ASEQ | 1 | UNIT 3 | [5 empty] | STANDARD |  |  |  | RATE LIMITER | 0 | UNIT 3 |  |  |  |  | 2620 |  |  |  | 11395548 | UNIT 3 GOVERNOR ACTUATOR |  |  | RLM |  |  |  | 41723 | 109288 | data not found
| 11395564 | UNIT 3 SHAFT SEAL | 2620 | Seven Sisters G.S. | 00105H-U03-TUR-HDC-SSL | UNIT 3 TURBINE SHAFT SEAL |  |  |  | 061092 | INST | 1 | UNIT 3 |  |  | 05-60-46 | SHAFT SEAL COMPONENTS SS |  | STANDARD |  |  |  | SEAL | 0 | UNIT 3 |  |  |  |  | 2620 | [7 empty] | SEA |  |  |  | 41123 | 061092 | data not found
| 11395565 | UNIT 3 SPEED SWITCH | 2620 | Seven Sisters G.S. | 00105H-U03-GEN-UCM-CNT | UNIT 3 UNIT CONTROL |  |  |  | 040794 | INST | 1 | UNIT 3 |  |  | 05-36-85 | SWITCH SPEED WOODWARD SS |  | STANDARD |  |  |  | CONTROL INPUT | 0 | UNIT 3 |  |  |  |  | 2620 | [7 empty] | CIN |  |  |  | 64200 | 040794 | data not found
| 11397316 | UNIT 3 SPEEDER MOTOR | 2620 | Seven Sisters G.S. | 00105H-U03-TUR-GOV-CNT | UNIT 3 GOVERNOR CONTROL | BODINE ELECTRIC COMPANY | 6912948 | NSE-11R | 109280 | ASEQ | 1 | UNIT 3 | [5 empty] | STANDARD |  |  |  | SPEEDER MOTOR | 0 | UNIT 3 |  |  |  |  | 2620 |  |  |  | 11395548 | UNIT 3 GOVERNOR ACTUATOR |  |  | SPM |  |  |  | 41723 | 109280 | data not found
| 11395566 | UNIT 3 START/STOP CIRCUITS | 2620 | Seven Sisters G.S. | 00105H-U03-GEN-UCM-CNT | UNIT 3 UNIT CONTROL |  |  |  | 109365 | INST | 1 | UNIT 3 | [5 empty] | STANDARD |  |  |  | START/STOP MECHANISM | 0 | UNIT 3 |  |  |  |  | 2620 | [7 empty] | SSM |  |  |  | 64200 | 109365 | data not found
| 11395568 | UNIT 3 TAILWATER LEVEL TRANSDUCER | 2620 | Seven Sisters G.S. | 00105H-U03-TUR-WSD-TWD | UNIT 3 TAIL WATER DEPRESSION | PSM INSTRUMENTATION LTD | 97028402 | SEE ALT MODEL NO | 111147 | INST | 1 | UNIT 3 | [5 empty] | STANDARD |  |  |  | CONTROL INPUT | 0 | UNIT 3 |  |  |  |  | 2620 | [7 empty] | CIN |  |  |  | 60620 | 111147 | data not found | [49 empty] | 700/H16/P30/10.7MWG/NA
| 11395569 | UNIT 3 THRUST BEARING OIL FLOW METER | 2620 | Seven Sisters G.S. | 00105H-U03-GEN-BRG-TBR | UNIT 3 GENERATOR THRUST BEARING | HEDLAND |  |  | 124906 | INST | 1 | UNIT 3 | [5 empty] | STANDARD |  |  |  | METER | 0 | UNIT 3 |  |  |  |  | 2620 | [7 empty] | MET |  |  |  | 64214 | 124906 | data not found
| 11395570 | UNIT 3 THRUST BEARING OIL LEVEL SWITCH | 2620 | Seven Sisters G.S. | 00105H-U03-GEN-BRG-TBR | UNIT 3 GENERATOR THRUST BEARING | JO-BELL PRODUCTS |  | R | 109313 | INST | 1 | UNIT 3 | [5 empty] | STANDARD |  |  |  | CONTROL INPUT | 0 | UNIT 3 |  |  |  |  | 2620 | [7 empty] | CIN |  |  |  | 64214 | 109313 | data not found
| 11823395 | UNIT 3 TRANSFORMER FIRE DETECTION SYSTEM | 2620 | Seven Sisters G.S. | 00105H-BPA-FPS-CNT-DET | FIRE PROTECTION DETECTION SYSTEMS | REQ |  | REQ | NEW | INST | 1 | UNIT 3 | FIRE |  |  |  |  | STANDARD |  |  |  | FIRE DETECTION SYS | 0 | UNIT 3 |  |  |  |  | 2620 | [7 empty] | FDS |  |  |  | 78000 | NEW | data not found
| 11395571 | UNIT 3 TRASH RACK ALARM | 2620 | Seven Sisters G.S. | 00105H-U03-TUR-WSD-TRK | UNIT 3 TRASHRACK |  |  |  | 109258 | INST | 1 | UNIT 3 | [5 empty] | STANDARD |  |  |  | CONTROL INPUT | 0 | UNIT 3 |  |  |  |  | 2620 | [7 empty] | CIN |  |  |  | 67640 | 109258 | data not found
| 11395572 | UNIT 3 TRASHRACK | 2620 | Seven Sisters G.S. | 00105H-U03-TUR-WSD-TRK | UNIT 3 TRASHRACK | DOMINION BRIDGE CO. LTD. |  |  | 040620 | INST | 1 | UNIT 3 | [5 empty] | STANDARD |  |  |  | TRASHRACK | 0 | UNIT 3 |  |  |  |  | 2620 | [7 empty] | TRK |  |  | 1-00105-E-01611 0001 | 76430 | 040620 | data not found
| 11395573 | UNIT 3 TURBINE BEARING | 2620 | Seven Sisters G.S. | 00105H-U03-TUR-GBR | UNIT 3 TURBINE GUIDE BEARING | DOMINION ENGINEERING WORKS |  |  | 040716 | INST | 1 | UNIT 3 | [5 empty] | STANDARD |  |  |  | BEARING | 0 | UNIT 3 |  |  |  |  | 2620 | [7 empty] | BRG |  |  |  | 41122 | 040716 | LUBRICATION |  |  |  | WATER
| 11395574 | UNIT 3 TURBINE DRAFT TUBE LINER | 2620 | Seven Sisters G.S. | 00105H-U03-TUR-WSD-PAS-DTB | UNIT 3 TURBINE DRAFT TUBE |  |  |  | 109179 | INST | 1 | UNIT 3 | [5 empty] | STANDARD |  |  |  | DRAFT TUBE LINER | 0 | UNIT 3 |  |  |  |  | 2620 | [7 empty] | DTL |  |  |  | 41114 | 109179 | data not found
| 11395575 | UNIT 3 TURBINE HEADCOVER | 2620 | Seven Sisters G.S. | 00105H-U03-TUR-HDC | UNIT 3 TURBINE HEADCOVER |  |  |  | 041070 | INST | 1 | UNIT 3 | [5 empty] | STANDARD |  |  |  | HEAD COVER | 0 | UNIT 3 |  |  |  |  | 2620 | [7 empty] | HCV |  |  |  | 41121 | 041070 | data not found
| 11395576 | UNIT 3 TURBINE RUNNER | 2620 | Seven Sisters G.S. | 00105H-U03-TUR-RUN | UNIT 3 TURBINE RUNNER | VOITH HYDRO INC. | 18326 | 31407 | 040656 | INST | 1 | UNIT 3 | [5 empty] | STANDARD |  |  |  | RUNNER | 0 | UNIT 3 |  |  |  |  | 2620 |  |  | 1995-05-31 |  |  |  |  | RUN |  |  |  | 41130 | 040656 | data not found
| 11395577 | UNIT 3 TURBINE STAY VANES/RING | 2620 | Seven Sisters G.S. | 00105H-U03-TUR-WSD-PAS-SVR | UNIT 3 TURBINE STAY VANES/RING |  |  |  | 109261 | INST | 1 | UNIT 3 | [5 empty] | STANDARD |  |  |  | TURBINE STAY VANES | 0 | UNIT 3 |  |  |  |  | 2620 | [7 empty] | TSV |  |  |  | 41110 | 109261 | data not found
| 11395578 | UNIT 3 TURBINE WICKET GATE | 2620 | Seven Sisters G.S. | 00105H-U03-TUR-WSD-WGT | UNIT 3 TURBINE WICKET GATE |  |  |  | 040707 | INST | 1 | UNIT 3 | [5 empty] | STANDARD |  |  |  | WICKET GATE | 0 | UNIT 3 |  |  |  |  | 2620 | [7 empty] | WGA |  |  |  | 41142 | 040707 | data not found
| 11395579 | UNIT 3 UPPER GUIDE BRG OIL FLOW METER | 2620 | Seven Sisters G.S. | 00105H-U03-GEN-BRG-GBR | UNIT 3 GENERATOR GUIDE BEARING(S) | HEDLAND |  |  | 124909 | INST | 1 | UNIT 3 | [5 empty] | STANDARD |  |  |  | METER | 0 | UNIT 3 |  |  |  |  | 2620 | [7 empty] | MET |  |  |  | 64214 | 124909 | data not found
| 11395580 | UNIT 3 VENTILATION LOUVERS | 2620 | Seven Sisters G.S. | 00105H-U03-GEN | UNIT 3 GENERATOR |  |  |  | 046254 | INST | 1 | UNIT 3 | [5 empty] | STANDARD |  |  |  | VENT SYSTEM | 0 | UNIT 3 |  |  |  |  | 2620 | [7 empty] | VNT |  |  |  | 74213 | 046254 | data not found
| 11395581 | UNIT 3 WICKET GATE POSITION SWITCH | 2620 | Seven Sisters G.S. | 00105H-U03-TUR-GOV-CNT | UNIT 3 GOVERNOR CONTROL |  |  |  | 109278 | INST | 1 | UNIT 3 | [5 empty] | STANDARD |  |  |  | CONTROL INPUT | 0 | UNIT 3 |  |  |  |  | 2620 | [7 empty] | CIN |  |  |  | 41723 | 109278 | data not found
| 11397317 | UNIT 3/4 HEAD GATE BRAKE THRUSTER | 2620 | Seven Sisters G.S. | 00105H-U03-U04-TUR-WSD-HGT-HST | UNITS 3-4 SHARED HEADGATE HOIST | CANADIAN GENERAL ELECTRIC LTD |  | CR-9504-V56 | 123248 | ASEQ | 1 | [6 empty] | STANDARD |  |  |  | BRAKE | 0 | [5 empty] | 2620 |  |  |  | 11395582 | UNIT 3/4 HEAD GATE ELECTRIC HOIST |  |  | BRK |  |  |  | 76180 | 123248 | LUBRICATION |  |  |  | OIL | LITRES | 7 | LITRES | VOLTESSO 35 | YES | data not found
| 11395582 | UNIT 3/4 HEAD GATE ELECTRIC HOIST | 2620 | Seven Sisters G.S. | 00105H-U03-U04-TUR-WSD-HGT-HST | UNITS 3-4 SHARED HEADGATE HOIST |  |  |  | 042621 | INST | 1 | [6 empty] | CRANE_HOIST |  |  |  | HOIST | 0 | [5 empty] | 2620 | [7 empty] | HST |  |  |  | 76180 | 042621 | LUBRICATION |  |  |  | OIL
| 11397318 | UNIT 3/4 HEAD GATE ELECTRIC MOTOR | 2620 | Seven Sisters G.S. | 00105H-U03-U04-TUR-WSD-HGT-HST | UNITS 3-4 SHARED HEADGATE HOIST | LANCASHIRE DYNAMO & CRYPTO LTD | 83789 | A70 | 108944 | ASEQ | 1 | [6 empty] | STANDARD |  |  |  | MOTOR | 0 | [5 empty] | 2620 |  |  |  | 11395582 | UNIT 3/4 HEAD GATE ELECTRIC HOIST |  |  | MTR |  |  |  | 76180 | 108944 | data not found
| 11662003 | UNIT 3/4 HEAD GATE HOIST GEARBOX | 2620 | Seven Sisters G.S. | 00105H-U03-U04-TUR-WSD-HGT-HST | UNITS 3-4 SHARED HEADGATE HOIST |  |  |  | NEW | ASEQ | 1 | [6 empty] | CRANE_HOIST |  |  |  | GEARBOX | 0 | [5 empty] | 2620 |  |  |  | 11395582 | UNIT 3/4 HEAD GATE ELECTRIC HOIST |  |  | GBX |  |  |  | 76180 | NEW | LUBRICATION |  |  |  | OIL |  |  |  | MOBILGEAR 600 XP 220 |  | data not found
| 11397319 | UNIT 3/4 HEAD GATE MOTOR STARTER | 2620 | Seven Sisters G.S. | 00105H-U03-U04-TUR-WSD-HGT-HST | UNITS 3-4 SHARED HEADGATE HOIST |  |  |  | 108947 | ASEQ | 1 | [6 empty] | STANDARD |  |  |  | STARTER DEVICE | 0 | [5 empty] | 2620 |  |  |  | 11395582 | UNIT 3/4 HEAD GATE ELECTRIC HOIST |  |  | STT |  |  |  | 76180 | 108947 | data not found
| 11395583 | UNIT 4 - PT401 A-N FOR AVR | 2620 | Seven Sisters G.S. | 00105H-BPE-USY-U04-PTX | UNIT 4 POTENTIAL TRANSFORMERS | GE | 7563426 | JVM-5A | 162211 | INST | 1 | UNIT 4 | NERC |  |  |  |  | STANDARD |  |  |  | POTENTIAL TRANSFORMR | 0 | UNIT 4 |  |  |  |  | 2620 | [7 empty] | PTX |  |  |  | 52250 | 162211 | data not found | PCSPT02 |  |  | DRY TYPE
| 11395584 | UNIT 4 - PT401 B-N FOR AVR | 2620 | Seven Sisters G.S. | 00105H-BPE-USY-U04-PTX | UNIT 4 POTENTIAL TRANSFORMERS | GE | 7563427 | JVM-5A | 162212 | INST | 1 | UNIT 4 | NERC |  |  |  |  | STANDARD |  |  |  | POTENTIAL TRANSFORMR | 0 | UNIT 4 |  |  |  |  | 2620 | [7 empty] | PTX |  |  |  | 52250 | 162212 | data not found | PCSPT02 |  |  | DRY TYPE
| 11395585 | UNIT 4 - PT401 C-N FOR AVR | 2620 | Seven Sisters G.S. | 00105H-BPE-USY-U04-PTX | UNIT 4 POTENTIAL TRANSFORMERS | GE | 7563428 | JVM-5A | 162213 | INST | 1 | UNIT 4 | NERC |  |  |  |  | STANDARD |  |  |  | POTENTIAL TRANSFORMR | 0 | UNIT 4 |  |  |  |  | 2620 | [7 empty] | PTX |  |  |  | 52250 | 162213 | data not found | PCSPT02 |  |  | DRY TYPE
| 11395586 | UNIT 4 - PT402 A-N FOR METERING | 2620 | Seven Sisters G.S. | 00105H-BPE-USY-U04-PTX | UNIT 4 POTENTIAL TRANSFORMERS | GE | 7563431 | JVM-5A | 162215 | INST | 1 | UNIT 4 | NERC |  |  |  |  | STANDARD |  |  |  | POTENTIAL TRANSFORMR | 0 | UNIT 4 |  |  |  |  | 2620 | [7 empty] | PTX |  |  |  | 52250 | 162215 | data not found | PCSPT02 |  |  | DRY TYPE
| 11395587 | UNIT 4 - PT402 B-N FOR METERING | 2620 | Seven Sisters G.S. | 00105H-BPE-USY-U04-PTX | UNIT 4 POTENTIAL TRANSFORMERS | GE | 7563432 | JVM-5A | 162216 | INST | 1 | UNIT 4 | NERC |  |  |  |  | STANDARD |  |  |  | POTENTIAL TRANSFORMR | 0 | UNIT 4 |  |  |  |  | 2620 | [7 empty] | PTX |  |  |  | 52250 | 162216 | data not found | PCSPT02 |  |  | DRY TYPE
| 11395588 | UNIT 4 - PT402 C-N FOR METERING | 2620 | Seven Sisters G.S. | 00105H-BPE-USY-U04-PTX | UNIT 4 POTENTIAL TRANSFORMERS | GE | 7563434 | JVM-5A | 162217 | INST | 1 | UNIT 4 | NERC |  |  |  |  | STANDARD |  |  |  | POTENTIAL TRANSFORMR | 0 | UNIT 4 |  |  |  |  | 2620 | [7 empty] | PTX |  |  |  | 52250 | 162217 | data not found | PCSPT02 |  |  | DRY TYPE
| 11395589 | UNIT 4 AUXILIARY TIMER | 2620 | Seven Sisters G.S. | 00105H-U04-GEN-UCM-CNT | UNIT 4 UNIT CONTROL |  |  |  | 109722 | INST | 1 | UNIT 4 | [5 empty] | STANDARD |  |  |  | CONTROLLER | 0 | UNIT 4 |  |  |  |  | 2620 | [7 empty] | CNL |  |  |  | 64200 | 109722 | data not found
| 11395590 | UNIT 4 BRAKE AIR PRESSURE SWITCH | 2620 | Seven Sisters G.S. | 00105H-U04-GEN-BRK | UNIT 4 GENERATOR BRAKES | MERCOID CORPORATION | REQ | REQ | 109666 | INST | 1 | UNIT 4 | [5 empty] | STANDARD |  |  |  | CONTROL INPUT | 0 | UNIT 4 |  |  |  |  | 2620 | [7 empty] | CIN |  |  |  | 64218 | 109666 | data not found
| 11395591 | UNIT 4 BRAKE SOLENOID | 2620 | Seven Sisters G.S. | 00105H-U04-GEN-BRK | UNIT 4 GENERATOR BRAKES | WOODWARD GOVERNOR COMPANY |  | 5950-510 | 109665 | INST | 1 | UNIT 4 | [5 empty] | STANDARD |  |  |  | VALVE | 0 | UNIT 4 |  |  |  |  | 2620 | [7 empty] | VLV |  |  |  | 42180 | 109665 | data not found
| 11395592 | UNIT 4 CONTROL RELAY | 2620 | Seven Sisters G.S. | 00105H-U04-GEN-UCM-CNT | UNIT 4 UNIT CONTROL |  |  |  | 109724 | INST | 1 | UNIT 4 | [5 empty] | STANDARD |  |  |  | CONTROLLER | 0 | UNIT 4 |  |  |  |  | 2620 | [7 empty] | CNL |  |  |  | 60690 | 109724 | data not found
| 11395593 | UNIT 4 CREEP DETECTOR | 2620 | Seven Sisters G.S. | 00105H-U04-GEN-UCM-CNT | UNIT 4 UNIT CONTROL | GE |  |  | 109715 | INST | 1 | UNIT 4 | [5 empty] | STANDARD |  |  |  | CONTROL INPUT | 0 | UNIT 4 |  |  |  |  | 2620 | [7 empty] | CIN |  |  |  | 60630 | 109715 | data not found
| 11395594 | UNIT 4 ELECTRONIC SPEED SWITCH | 2620 | Seven Sisters G.S. | 00105H-U04-GEN-UCM-CNT | UNIT 4 UNIT CONTROL | REQ | REQ | REQ | 155269 | INST | 1 | UNIT 4 | [5 empty] | STANDARD |  |  |  | CONTROL INPUT | 0 | UNIT 4 |  |  |  |  | 2620 | [7 empty] | CIN |  |  |  | 64200 | 155269 | [7 empty] | LITRES
| 11395595 | UNIT 4 EMERGENCY GEN SHUTDOWN SWITCH | 2620 | Seven Sisters G.S. | 00105H-U04-GEN-UCM-CNT | UNIT 4 UNIT CONTROL |  |  |  | 109717 | INST | 1 | UNIT 4 | [5 empty] | STANDARD |  |  |  | CONTROL INPUT | 0 | UNIT 4 |  |  |  |  | 2620 | [7 empty] | CIN |  |  |  | 64200 | 109717 | data not found
| 11395596 | UNIT 4 EXCITATION TRANSFORMER | 2620 | Seven Sisters G.S. | 00105H-U04-GEN-EXC-XFM | UNIT 4 GEN EXCITER TRANSFORMER | HAMMOND MFG CO. | DB98J001 | K | 109733 | INST | 1 | UNIT 4 | [5 empty] | STANDARD |  |  |  | TRANSFORMER | 0 | UNIT 4 |  |  |  |  | 2620 | [7 empty] | XFM |  |  |  | 42701 | 109733 | data not found
| 11395597 | UNIT 4 EXCITER FIELD BREAKER | 2620 | Seven Sisters G.S. | 00105H-U04-GEN-EXC-ROT | UNIT 4 GENERATOR ROTATING EXCITER | ASEA BROWN BOVERI INC | REQ | REQ | 109728 | INST | 1 | UNIT 4 | [5 empty] | STANDARD |  |  |  | CIRCUIT BREAKER | 0 | UNIT 4 |  |  |  |  | 2620 | [7 empty] | CBK |  |  |  | 42703 | 109728 | data not found |  |  |  | AIR
| 11395598 | UNIT 4 EXCITER TRIP RELAY | 2620 | Seven Sisters G.S. | 00105H-U04-GEN-UCM-CNT | UNIT 4 UNIT CONTROL |  |  |  | 109719 | INST | 1 | UNIT 4 | [5 empty] | STANDARD |  |  |  | CONTROLLER | 0 | UNIT 4 |  |  |  |  | 2620 | [7 empty] | CNL |  |  |  | 64200 | 109719 | data not found
| 11395599 | UNIT 4 FIELD FLASHING CONTACTOR | 2620 | Seven Sisters G.S. | 00105H-U04-GEN-EXC | UNIT 4 GENERATOR EXCITER | ASEA BROWN BOVERI INC |  |  | 109734 | INST | 1 | UNIT 4 | [5 empty] | STANDARD |  |  |  | CONTACTOR | 0 | UNIT 4 |  |  |  |  | 2620 | [7 empty] | CON |  |  |  | 42716 | 109734 | data not found
| 11395600 | UNIT 4 GENERATOR DELUGE SYSTEM | 2620 | Seven Sisters G.S. | 00105H-BPA-FPS-FWS-DST-DLG | FIRE WATER DELUGE SYSTEM |  |  |  | 036546 | INST | 1 | UNIT 4 | FIRE |  |  |  |  | STANDARD |  |  |  | DELUGE | 0 | UNIT 4 |  |  |  |  | 2620 | [7 empty] | DLG |  |  |  | 78200 | 036546 | data not found
| 11459921 | UNIT 4 GENERATOR FIRE DETECTION SYSTEM | 2620 | Seven Sisters G.S. | 00105H-BPA-FPS-CNT-DET | FIRE PROTECTION DETECTION SYSTEMS | PYROTRONICS |  | FIU | NEW | INST | 1 | UNIT 4 |  | 1956 |  |  |  | STANDARD |  |  |  | FIRE DETECTION SYS | 0 | UNIT 4 |  |  |  |  | 2620 | [7 empty] | FDS |  |  |  | 78000 |  | data not found
| 11395601 | UNIT 4 GENERATOR LOWER GUIDE BEARING | 2620 | Seven Sisters G.S. | 00105H-U04-GEN-BRG-GBR | UNIT 4 GENERATOR GUIDE BEARING(S) | CANADIAN GENERAL ELECTRIC LTD |  |  | 041385 | INST | 1 | UNIT 4 | [5 empty] | STANDARD |  |  |  | BEARING | 0 | UNIT 4 |  |  |  |  | 2620 | [7 empty] | BRG |  |  |  | 42140 | 041385 | LUBRICATION |  |  |  | OIL | LITRES | 290 | LITRES | TERESSO 68 | NO | data not found
| 11395602 | UNIT 4 GENERATOR MAINTENANCE PLATFORM | 2620 | Seven Sisters G.S. | 00105H-U04-GEN | UNIT 4 GENERATOR | REQ | REQ | REQ | 164463 | INST | 1 | UNIT 4 | [5 empty] | STANDARD |  |  |  | MAINT SCAFFOLDING | 0 | UNIT 4 |  |  |  |  | 2620 | [7 empty] | SCF |  |  |  | 76600 | 164463 | data not found
| 11395603 | UNIT 4 GENERATOR ROTATING EXCITER | 2620 | Seven Sisters G.S. | 00105H-U04-GEN-EXC-ROT | UNIT 4 GENERATOR ROTATING EXCITER | CANADIAN GENERAL ELECTRIC LTD | 421659 | 67309 | 109727 | INST | 1 | UNIT 4 | [5 empty] | STANDARD |  |  |  | EXCITER | 0 | UNIT 4 |  |  |  |  | 2620 |  |  | 2000-01-01 |  |  |  |  | EXC |  |  |  | 42740 | 109727 | data not found | [10 empty] | YES | EXCITATION SYSTEM, DIGITAL | EXCITERS | NO | data not found
| 11395628 | UNIT 4 GENERATOR ROTOR - FIELD POLES | 2620 | Seven Sisters G.S. | 00105H-U04-GEN-RTR | UNIT 4 GENERATOR ROTOR | CANADIAN GENERAL ELECTRIC LTD |  |  | 109664 | INST | 1 | UNIT 4 | [5 empty] | STANDARD |  |  |  | WINDING | 0 | UNIT 4 |  |  |  |  | 2620 |  |  | 1999-06-25 |  |  |  |  | WND |  |  |  | 42113 | 109664 | data not found
| 11395604 | UNIT 4 GENERATOR ROTOR - SPIDER/RIM | 2620 | Seven Sisters G.S. | 00105H-U04-GEN-RTR | UNIT 4 GENERATOR ROTOR | CANADIAN GENERAL ELECTRIC LTD |  |  | 041373 | INST | 1 | UNIT 4 | [5 empty] | STANDARD |  |  |  | ROTOR | 0 | UNIT 4 |  |  |  |  | 2620 |  |  | 1999-01-01 |  |  |  |  | RTR |  |  |  | 42110 | 041373 | data not found | [10 empty] | YES | GENERATOR, ROTOR | GENERATORS | NO | data not found
| 11395606 | UNIT 4 GENERATOR STATOR - CORE/FRAME | 2620 | Seven Sisters G.S. | 00105H-U04-GEN-STA | UNIT 4 GENERATOR STATOR | CANADIAN GENERAL ELECTRIC LTD |  |  | 041379 | INST | 1 | UNIT 4 | [5 empty] | STANDARD |  |  |  | STATOR | 0 | UNIT 4 |  |  |  |  | 2620 |  |  | 1998-01-01 |  |  |  |  | STA |  |  |  | 42120 | 041379 | data not found | [10 empty] | YES | GENERATOR, STATOR | GENERATORS | NO | data not found
| 11395632 | UNIT 4 GENERATOR STATOR - WINDING | 2620 | Seven Sisters G.S. | 00105H-U04-GEN-STA | UNIT 4 GENERATOR STATOR | CANADIAN GENERAL ELECTRIC LTD |  |  | 109678 | INST | 1 | UNIT 4 |  | 1998 |  |  |  | STANDARD |  |  |  | WINDING | 0 | UNIT 4 |  |  |  |  | 2620 |  |  | 1999-06-25 |  |  |  |  | WND |  |  |  | 42123 | 109678 | data not found
| 11395607 | UNIT 4 GENERATOR THRUST BEARING | 2620 | Seven Sisters G.S. | 00105H-U04-GEN-BRG-TBR | UNIT 4 GENERATOR THRUST BEARING | CANADIAN GENERAL ELECTRIC LTD |  |  | 041391 | INST | 1 | UNIT 4 | [5 empty] | STANDARD |  |  |  | BEARING | 0 | UNIT 4 |  |  |  |  | 2620 | [7 empty] | BRG |  |  |  | 42140 | 041391 | LUBRICATION |  |  |  | OIL | LITRES | 2600 | LITRES | TERESSO 68 | NO | data not found
| 11395608 | UNIT 4 GENERATOR UPPER GUIDE BEARING | 2620 | Seven Sisters G.S. | 00105H-U04-GEN-BRG-GBR | UNIT 4 GENERATOR GUIDE BEARING(S) | CANADIAN GENERAL ELECTRIC LTD |  |  | 041388 | INST | 1 | UNIT 4 | [5 empty] | STANDARD |  |  |  | BEARING | 0 | UNIT 4 |  |  |  |  | 2620 | [7 empty] | BRG |  |  |  | 42140 | 041388 | data not found
| 11395609 | UNIT 4 GENERATOR VOLTAGE REGULATOR | 2620 | Seven Sisters G.S. | 00105H-U04-GEN-EXC-VRG | UNIT 4 GENERATOR VOLTAGE REGULATOR | ABB POWER T&D COMPANY INC | 518066-323-1 | 520DF50 | 094656 | INST | 1 | UNIT 4 | [5 empty] | STANDARD |  |  |  | VOLTAGE REGULATOR | 0 | UNIT 4 |  |  |  |  | 2620 | [7 empty] | REG |  |  |  | 42704 | 094656 | data not found
| 11395610 | UNIT 4 GOV OIL ACCUMULATOR TANK | 2620 | Seven Sisters G.S. | 00105H-U04-TUR-GOV-OPR-TNK | UNIT 4 GOVERNOR SYS PRESS VESSELS | ACME WELDING & SUPPLY | 11-06-2008-02 | RT-3 | 136357 | INST | 1 | UNIT 4 | [5 empty] | PSETPR |  |  |  | TANK | 0 | UNIT 4 |  |  |  |  | 2620 | [7 empty] | TNK |  |  |  | 41714 | 136357 | data not found | [74 empty] | GASOVERLIQUID
| 11395611 | UNIT 4 GOV OIL SUMP TANK | 2620 | Seven Sisters G.S. | 00105H-U04-TUR-GOV-ONP | UNIT 4 GOV NON PRESSURIZED OIL SYSTEM |  |  |  | 109645 | INST | 1 | UNIT 4 | [5 empty] | STANDARD |  |  |  | TANK | 0 | UNIT 4 |  |  |  |  | 2620 | [7 empty] | TNK |  |  |  | 41715 | 109645 | data not found | [7 empty] | TERESSO 46 |  | data not found
| 11395612 | UNIT 4 GOV SUMP TANK LOW OIL SWITCH | 2620 | Seven Sisters G.S. | 00105H-U04-TUR-GOV-ONP | UNIT 4 GOV NON PRESSURIZED OIL SYSTEM | JO-BELL PRODUCTS | REQ | REQ | 109646 | INST | 1 | UNIT 4 | [5 empty] | STANDARD |  |  |  | CONTROL INPUT | 0 | UNIT 4 |  |  |  |  | 2620 | [7 empty] | CIN |  |  |  | 41715 | 109646 | data not found
| 11395613 | UNIT 4 GOVERNOR ACTUATOR | 2620 | Seven Sisters G.S. | 00105H-U04-TUR-GOV-CNT | UNIT 4 GOVERNOR CONTROL | WOODWARD GOVERNOR COMPANY | 189121 | A-8 ACTUATOR | 041610 | INST | 1 | UNIT 4 |  |  | 05-34-14 | GOVERNOR ACTUATOR WOODWARD A |  | STANDARD |  |  |  | ACTUATOR | 0 | UNIT 4 |  |  |  |  | 2620 |  |  | 1931-01-01 |  |  |  |  | ACT |  |  |  | 41721 | 041610 | data not found | [10 empty] | YES | GOVERNOR, MECHANICAL | GOVERNORS | NO | data not found
| 11397320 | UNIT 4 GOVERNOR BALLHEAD | 2620 | Seven Sisters G.S. | 00105H-U04-TUR-GOV-CNT | UNIT 4 GOVERNOR CONTROL | WOODWARD GOVERNOR COMPANY |  |  | 109654 | ASEQ | 1 | UNIT 4 | [5 empty] | STANDARD |  |  |  | BALLHEAD | 0 | UNIT 4 |  |  |  |  | 2620 |  |  |  | 11395613 | UNIT 4 GOVERNOR ACTUATOR |  |  | BHD |  |  |  | 41721 | 109654 | data not found
| 11397321 | UNIT 4 GOVERNOR DASHPOT | 2620 | Seven Sisters G.S. | 00105H-U04-TUR-GOV-CNT | UNIT 4 GOVERNOR CONTROL | WOODWARD GOVERNOR COMPANY |  |  | 109658 | ASEQ | 1 | UNIT 4 | [5 empty] | STANDARD |  |  |  | DASHPOT | 0 | UNIT 4 |  |  |  |  | 2620 |  |  |  | 11395613 | UNIT 4 GOVERNOR ACTUATOR |  |  | DHP |  |  |  | 41723 | 109658 | data not found
| 11397322 | UNIT 4 GOVERNOR MAIN VALVE | 2620 | Seven Sisters G.S. | 00105H-U04-TUR-GOV-CNT | UNIT 4 GOVERNOR CONTROL | WOODWARD GOVERNOR COMPANY |  |  | 109660 | ASEQ | 1 | UNIT 4 | [5 empty] | STANDARD |  |  |  | VALVE | 0 | UNIT 4 |  |  |  |  | 2620 |  |  |  | 11395613 | UNIT 4 GOVERNOR ACTUATOR |  |  | VLV |  |  |  | 41713 | 109660 | data not found
| 11397323 | UNIT 4 GOVERNOR PILOT VALVE | 2620 | Seven Sisters G.S. | 00105H-U04-TUR-GOV-CNT | UNIT 4 GOVERNOR CONTROL | WOODWARD GOVERNOR COMPANY |  |  | 109661 | ASEQ | 1 | UNIT 4 | [5 empty] | STANDARD |  |  |  | VALVE | 0 | UNIT 4 |  |  |  |  | 2620 |  |  |  | 11395613 | UNIT 4 GOVERNOR ACTUATOR |  |  | VLV |  |  |  | 41713 | 109661 | data not found
| 11397324 | UNIT 4 GOVERNOR RESTORING MECHANISM | 2620 | Seven Sisters G.S. | 00105H-U04-TUR-GOV-CNT | UNIT 4 GOVERNOR CONTROL |  |  |  | 109662 | ASEQ | 1 | UNIT 4 | [5 empty] | STANDARD |  |  |  | RESTORING MECHANISM | 0 | UNIT 4 |  |  |  |  | 2620 |  |  |  | 11395613 | UNIT 4 GOVERNOR ACTUATOR |  |  | RSM |  |  |  | 41728 | 109662 | data not found
| 11395614 | UNIT 4 GOVERNOR SERVOMOTOR | 2620 | Seven Sisters G.S. | 00105H-U04-TUR-GOV-CNT | UNIT 4 GOVERNOR CONTROL |  |  |  | 109650 | INST | 1 | UNIT 4 | [5 empty] | STANDARD |  |  |  | SERVO MOTOR | 0 | UNIT 4 |  |  |  |  | 2620 | [7 empty] | SMT |  |  |  | 41141 | 109650 | data not found
| 11397325 | UNIT 4 GOVERNOR SOLENOID | 2620 | Seven Sisters G.S. | 00105H-U04-TUR-GOV-CNT | UNIT 4 GOVERNOR CONTROL | CANADIAN GENERAL ELECTRIC LTD |  |  | 109659 | ASEQ | 1 | UNIT 4 | [5 empty] | STANDARD |  |  |  | VALVE | 0 | UNIT 4 |  |  |  |  | 2620 |  |  |  | 11395613 | UNIT 4 GOVERNOR ACTUATOR |  |  | VLV |  |  |  | 41723 | 109659 | data not found
| 11397326 | UNIT 4 HEAD GATE A BRAKE THRUSTER | 2620 | Seven Sisters G.S. | 00105H-U04-TUR-WSD-HGT-HG1-HST | UNIT 4 HEADGATE A HOIST | CANADIAN GENERAL ELECTRIC LTD |  | CR9504-T50 | 109640 | ASEQ | 1 | UNIT 4 | [5 empty] | STANDARD |  |  |  | BRAKE | 0 | UNIT 4 |  |  |  |  | 2620 |  |  |  | 11395616 | UNIT 4 HEAD GATE A ELECTRIC HOIST |  |  | BRK |  |  |  | 76180 | 109640 | LUBRICATION |  |  |  | OIL | LITRES | 7.6 | LITRES | VOLTESSO 35 | YES | data not found
| 11395616 | UNIT 4 HEAD GATE A ELECTRIC HOIST | 2620 | Seven Sisters G.S. | 00105H-U04-TUR-WSD-HGT-HG1-HST | UNIT 4 HEADGATE A HOIST | DOMINION BRIDGE CO. LTD. | 2373 |  | 109638 | INST | 1 | UNIT 4 | [5 empty] | CRANE_HOIST |  |  |  | HOIST | 0 | UNIT 4 |  |  |  |  | 2620 | [7 empty] | HST |  |  |  | 76180 | 109638 | data not found
| 11397327 | UNIT 4 HEAD GATE A HOIST BRAKE | 2620 | Seven Sisters G.S. | 00105H-U04-TUR-WSD-HGT-HG1-HST | UNIT 4 HEADGATE A HOIST |  | REQ | REQ | 109639 | ASEQ | 1 | UNIT 4 | [5 empty] | STANDARD |  |  |  | BRAKE | 0 | UNIT 4 |  |  |  |  | 2620 |  |  |  | 11395616 | UNIT 4 HEAD GATE A ELECTRIC HOIST |  |  | BRK |  |  |  | 76180 | 109639 | data not found
| 11397328 | UNIT 4 HEAD GATE A RAISE LIMIT SWITCH | 2620 | Seven Sisters G.S. | 00105H-U04-TUR-WSD-HGT-HG1-HST | UNIT 4 HEADGATE A HOIST | CANADIAN GENERAL ELECTRIC LTD | DL-2233917-B | CR 9441-LS-439-B | 109641 | ASEQ | 1 | UNIT 4 | [5 empty] | STANDARD |  |  |  | CONTROL INPUT | 0 | UNIT 4 |  |  |  |  | 2620 |  |  |  | 11395616 | UNIT 4 HEAD GATE A ELECTRIC HOIST |  |  | CIN |  |  |  | 76180 | 109641 | data not found
| 11397329 | UNIT 4 HEAD GATE B BRAKE THRUSTER | 2620 | Seven Sisters G.S. | 00105H-U04-TUR-WSD-HGT-HG2-HST | UNIT 4 HEADGATE B HOIST | CANADIAN GENERAL ELECTRIC LTD |  |  | 123106 | ASEQ | 1 | UNIT 4 | [5 empty] | STANDARD |  |  |  | BRAKE | 0 | UNIT 4 |  |  |  |  | 2620 |  |  |  | 11395617 | UNIT 4 HEAD GATE B ELECTRIC HOIST |  |  | BRK |  |  |  | 76180 | 123106 | LUBRICATION |  |  |  | OIL | LITRES | 7.6 | LITRES | VOLTESSO 35 | YES | data not found
| 11395617 | UNIT 4 HEAD GATE B ELECTRIC HOIST | 2620 | Seven Sisters G.S. | 00105H-U04-TUR-WSD-HGT-HG2-HST | UNIT 4 HEADGATE B HOIST | DOMINION BRIDGE CO. LTD. | 2372 |  | 123103 | INST | 1 | UNIT 4 | [5 empty] | CRANE_HOIST |  |  |  | HOIST | 0 | UNIT 4 |  |  |  |  | 2620 | [7 empty] | HST |  |  |  | 76180 | 123103 | data not found
| 11397330 | UNIT 4 HEAD GATE B HOIST BRAKE | 2620 | Seven Sisters G.S. | 00105H-U04-TUR-WSD-HGT-HG2-HST | UNIT 4 HEADGATE B HOIST |  | REQ | REQ | 123105 | ASEQ | 1 | UNIT 4 | [5 empty] | STANDARD |  |  |  | BRAKE | 0 | UNIT 4 |  |  |  |  | 2620 |  |  |  | 11395617 | UNIT 4 HEAD GATE B ELECTRIC HOIST |  |  | BRK |  |  |  | 76180 | 123105 | data not found
| 11397331 | UNIT 4 HEAD GATE B RAISE LIMIT SWITCH | 2620 | Seven Sisters G.S. | 00105H-U04-TUR-WSD-HGT-HG2-HST | UNIT 4 HEADGATE B HOIST | CANADIAN GENERAL ELECTRIC LTD | DL-2233917-B | CR 9441-LS-439-B | 123107 | ASEQ | 1 | UNIT 4 | [5 empty] | STANDARD |  |  |  | CONTROL INPUT | 0 | UNIT 4 |  |  |  |  | 2620 |  |  |  | 11395617 | UNIT 4 HEAD GATE B ELECTRIC HOIST |  |  | CIN |  |  |  | 76180 | 123107 | data not found
| 11397332 | UNIT 4 HEAD GATE C BRAKE THRUSTER | 2620 | Seven Sisters G.S. | 00105H-U04-TUR-WSD-HGT-HG3-HST | UNIT 4 HEADGATE C HOIST | CANADIAN GENERAL ELECTRIC LTD |  | CR9504-T50 | 123109 | ASEQ | 1 | UNIT 4 | [5 empty] | STANDARD |  |  |  | BRAKE | 0 | UNIT 4 |  |  |  |  | 2620 |  |  |  | 11395618 | UNIT 4 HEAD GATE C ELECTRIC HOIST |  |  | BRK |  |  |  | 76180 | 123109 | LUBRICATION |  |  |  | OIL | LITRES | 7.6 | LITRES | VOLTESSO 35 | YES | data not found
| 11395618 | UNIT 4 HEAD GATE C ELECTRIC HOIST | 2620 | Seven Sisters G.S. | 00105H-U04-TUR-WSD-HGT-HG3-HST | UNIT 4 HEADGATE C HOIST | DOMINION BRIDGE CO. LTD. | 2371 |  | 123104 | INST | 1 | UNIT 4 | [5 empty] | CRANE_HOIST |  |  |  | HOIST | 0 | UNIT 4 |  |  |  |  | 2620 | [7 empty] | HST |  |  |  | 76180 | 123104 | data not found
| 11397333 | UNIT 4 HEAD GATE C HOIST BRAKE | 2620 | Seven Sisters G.S. | 00105H-U04-TUR-WSD-HGT-HG3-HST | UNIT 4 HEADGATE C HOIST |  | REQ | REQ | 123108 | ASEQ | 1 | UNIT 4 | [5 empty] | STANDARD |  |  |  | BRAKE | 0 | UNIT 4 |  |  |  |  | 2620 |  |  |  | 11395618 | UNIT 4 HEAD GATE C ELECTRIC HOIST |  |  | BRK |  |  |  | 76180 | 123108 | data not found
| 11397334 | UNIT 4 HEAD GATE C RAISE LIMIT SWITCH | 2620 | Seven Sisters G.S. | 00105H-U04-TUR-WSD-HGT-HG3-HST | UNIT 4 HEADGATE C HOIST | CANADIAN GENERAL ELECTRIC LTD | DL-2233917-B | CR 9441-LS-439-B | 123110 | ASEQ | 1 | UNIT 4 | [5 empty] | STANDARD |  |  |  | CONTROL INPUT | 0 | UNIT 4 |  |  |  |  | 2620 |  |  |  | 11395618 | UNIT 4 HEAD GATE C ELECTRIC HOIST |  |  | CIN |  |  |  | 76180 | 123110 | data not found
| 11395619 | UNIT 4 HEADGATE A | 2620 | Seven Sisters G.S. | 00105H-U04-TUR-WSD-HGT-HG1 | UNIT 4 HEADGATE A | DOMINION BRIDGE CO. LTD. |  |  | 123100 | INST | 1 | UNIT 4 | [5 empty] | STANDARD |  |  |  | GATE | 0 | UNIT 4 |  |  |  |  | 2620 | [7 empty] | GTE |  |  |  | 76300 | 123100 | data not found
| 11395620 | UNIT 4 HEADGATE B | 2620 | Seven Sisters G.S. | 00105H-U04-TUR-WSD-HGT-HG2 | UNIT 4 HEADGATE B | DOMINION BRIDGE CO. LTD. |  |  | 123101 | INST | 1 | UNIT 4 | [5 empty] | STANDARD |  |  |  | GATE | 0 | UNIT 4 |  |  |  |  | 2620 | [7 empty] | GTE |  |  |  | 76300 | 123101 | data not found
| 11395621 | UNIT 4 HEADGATE C | 2620 | Seven Sisters G.S. | 00105H-U04-TUR-WSD-HGT-HG3 | UNIT 4 HEADGATE C | DOMINION BRIDGE CO. LTD. |  |  | 123102 | INST | 1 | UNIT 4 | [5 empty] | STANDARD |  |  |  | GATE | 0 | UNIT 4 |  |  |  |  | 2620 | [7 empty] | GTE |  |  |  | 76300 | 123102 | data not found
| 11395622 | UNIT 4 HEADGATE TRIP SWITCH | 2620 | Seven Sisters G.S. | 00105H-U04-GEN-UCM-CNT | UNIT 4 UNIT CONTROL |  |  |  | 109718 | INST | 1 | UNIT 4 | [5 empty] | STANDARD |  |  |  | CONTROL INPUT | 0 | UNIT 4 |  |  |  |  | 2620 | [7 empty] | CIN |  |  |  | 64200 | 109718 | data not found
| 11395623 | UNIT 4 HIGH PRESSURE OIL LIFT PUMP | 2620 | Seven Sisters G.S. | 00105H-U04-GEN-BRG-TBR-OPR | UNIT 4 GENERATOR THRUST BRG HP LIFT | ULTRA | 303834 |  | 094545 | INST | 1 | UNIT 4 | [5 empty] | STANDARD |  |  |  | PUMP | 0 | UNIT 4 |  |  |  |  | 2620 | [7 empty] | PMP |  |  |  | 42171 | 094545 | data not found | GENTHR01
| 11397335 | UNIT 4 HIGH PRESSURE PUMP MOTOR STARTER | 2620 | Seven Sisters G.S. | 00105H-U04-GEN-BRG-TBR-OPR | UNIT 4 GENERATOR THRUST BRG HP LIFT |  |  |  | 109674 | ASEQ | 1 | UNIT 4 | [5 empty] | STANDARD |  |  |  | STARTER DEVICE | 0 | UNIT 4 |  |  |  |  | 2620 |  |  |  | 11395623 | UNIT 4 HIGH PRESSURE OIL LIFT PUMP |  |  | STT |  |  |  | 42171 | 109674 | data not found
| 11395624 | UNIT 4 LOWER GUIDE BRG OIL FLOW METER | 2620 | Seven Sisters G.S. | 00105H-U04-GEN-BRG-GBR | UNIT 4 GENERATOR GUIDE BEARING(S) | ROSEMOUNT INC. | REQ | REQ | 138963 | INST | 1 | UNIT 4 | [5 empty] | STANDARD |  |  |  | METER | 0 | UNIT 4 |  |  |  |  | 2620 | [7 empty] | MET |  |  |  | 64214 | 138963 | data not found
| 11395625 | UNIT 4 LOWER GUIDE BRG OIL LEVEL SWITCH | 2620 | Seven Sisters G.S. | 00105H-U04-GEN-BRG-GBR | UNIT 4 GENERATOR GUIDE BEARING(S) | JO-BELL PRODUCTS | REQ | REQ | 122941 | INST | 1 | UNIT 4 | [5 empty] | STANDARD |  |  |  | CONTROL INPUT | 0 | UNIT 4 |  |  |  |  | 2620 | [7 empty] | CIN |  |  |  | 64214 | 122941 | data not found
| 11395626 | UNIT 4 OVERSPEED SPEED SWITCH | 2620 | Seven Sisters G.S. | 00105H-U04-GEN-UCM-CNT | UNIT 4 UNIT CONTROL |  |  |  | 041625 | INST | 1 | UNIT 4 |  |  | 05-36-85 | SWITCH SPEED WOODWARD SS |  | STANDARD |  |  |  | CONTROL INPUT | 0 | UNIT 4 |  |  |  |  | 2620 | [7 empty] | CIN |  |  |  | 64200 | 041625 | data not found
| 11395627 | UNIT 4 PERMANENT MAGNET GENERATOR | 2620 | Seven Sisters G.S. | 00105H-U04-TUR-GOV-CNT | UNIT 4 GOVERNOR CONTROL | WOODWARD GOVERNOR COMPANY | 182470 |  | 041616 | INST | 1 | UNIT 4 |  |  | 05-36-66 | GENERATOR PERMANENT MAG WOODWARD SS |  | STANDARD |  |  |  | GENERATOR | 0 | UNIT 4 |  |  |  |  | 2620 | [7 empty] | GEN |  |  |  | 41724 | 041616 | data not found
| 11397336 | UNIT 4 RATE LIMITER | 2620 | Seven Sisters G.S. | 00105H-U04-TUR-GOV-CNT | UNIT 4 GOVERNOR CONTROL | WOODWARD GOVERNOR COMPANY |  |  | 110135 | ASEQ | 1 | UNIT 4 | [5 empty] | STANDARD |  |  |  | RATE LIMITER | 0 | UNIT 4 |  |  |  |  | 2620 |  |  |  | 11395613 | UNIT 4 GOVERNOR ACTUATOR |  |  | RLM |  |  |  | 41723 | 110135 | data not found
| 11395629 | UNIT 4 SHAFT SEAL | 2620 | Seven Sisters G.S. | 00105H-U04-TUR-HDC-SSL | UNIT 4 TURBINE SHAFT SEAL |  |  |  | 061095 | INST | 1 | UNIT 4 |  |  | 05-60-46 | SHAFT SEAL COMPONENTS SS |  | STANDARD |  |  |  | SEAL | 0 | UNIT 4 |  |  |  |  | 2620 | [7 empty] | SEA |  |  |  | 41123 | 061095 | data not found
| 11397337 | UNIT 4 SPEEDER MOTOR | 2620 | Seven Sisters G.S. | 00105H-U04-TUR-GOV-CNT | UNIT 4 GOVERNOR CONTROL | BODINE ELECTRIC COMPANY | 1483563 | NSE-11 R | 109655 | ASEQ | 1 | UNIT 4 | [5 empty] | STANDARD |  |  |  | SPEEDER MOTOR | 0 | UNIT 4 |  |  |  |  | 2620 |  |  |  | 11395613 | UNIT 4 GOVERNOR ACTUATOR |  |  | SPM |  |  |  | 41723 | 109655 | data not found
| 11395630 | UNIT 4 START/STOP CIRCUITS | 2620 | Seven Sisters G.S. | 00105H-U04-GEN-UCM-CNT | UNIT 4 UNIT CONTROL |  |  |  | 109712 | INST | 1 | UNIT 4 | [5 empty] | STANDARD |  |  |  | START/STOP MECHANISM | 0 | UNIT 4 |  |  |  |  | 2620 | [7 empty] | SSM |  |  |  | 64200 | 109712 | data not found
| 11395631 | UNIT 4 STATOR COOLING WATER FLOW METER | 2620 | Seven Sisters G.S. | 00105H-U04-GEN-CLS | UNIT 04 GENERATOR COOLING SYSTEM | ROSEMOUNT INC. | REQ | REQ | 154997 | INST | 1 | UNIT 4 | [5 empty] | STANDARD |  |  |  | METER | 0 | UNIT 4 |  |  |  |  | 2620 | [7 empty] | MET |  |  |  | 64212 | 154997
| 11395633 | UNIT 4 TAILWATER LEVEL TRANSDUCER | 2620 | Seven Sisters G.S. | 00105H-U04-TUR-WSD-TWD | UNIT 4 TAIL WATER DEPRESSION | PSM INSTRUMENTATION LTD | 99004801 | SEE ALT MODEL NO | 111149 | INST | 1 | UNIT 4 | [5 empty] | STANDARD |  |  |  | CONTROL INPUT | 0 | UNIT 4 |  |  |  |  | 2620 | [7 empty] | CIN |  |  |  | 60620 | 111149 | data not found | [49 empty] | 700/H16/P30/10MWG/9/NA
| 11395634 | UNIT 4 THRUST BEARING OIL LEVEL SWITCH | 2620 | Seven Sisters G.S. | 00105H-U04-GEN-BRG-TBR | UNIT 4 GENERATOR THRUST BEARING | JO-BELL PRODUCTS |  | R25 | 109669 | INST | 1 | UNIT 4 | [5 empty] | STANDARD |  |  |  | CONTROL INPUT | 0 | UNIT 4 |  |  |  |  | 2620 | [7 empty] | CIN |  |  |  | 64214 | 109669 | data not found
| 11823396 | UNIT 4 TRANSFORMER FIRE DETECTION SYSTEM | 2620 | Seven Sisters G.S. | 00105H-BPA-FPS-CNT-DET | FIRE PROTECTION DETECTION SYSTEMS | REQ |  | REQ | NEW | INST | 1 | UNIT 4 | FIRE |  |  |  |  | STANDARD |  |  |  | FIRE DETECTION SYS | 0 | UNIT 4 |  |  |  |  | 2620 | [7 empty] | FDS |  |  |  | 78000 | NEW | data not found
| 11395635 | UNIT 4 TRASH RACK ALARM | 2620 | Seven Sisters G.S. | 00105H-U04-TUR-WSD-TRK | UNIT 4 TRASHRACK |  |  |  | 109642 | INST | 1 | UNIT 4 | [5 empty] | STANDARD |  |  |  | CONTROL INPUT | 0 | UNIT 4 |  |  |  |  | 2620 | [7 empty] | CIN |  |  |  | 67640 | 109642 | data not found
| 11395636 | UNIT 4 TRASHRACK | 2620 | Seven Sisters G.S. | 00105H-U04-TUR-WSD-TRK | UNIT 4 TRASHRACK | DOMINION BRIDGE CO. LTD. |  |  | 040818 | INST | 1 | UNIT 4 | [5 empty] | STANDARD |  |  |  | TRASHRACK | 0 | UNIT 4 |  |  |  |  | 2620 | [7 empty] | TRK |  |  | 1-00105-E-01611 0001 | 76430 | 040818 | data not found
| 11395637 | UNIT 4 TURBINE BEARING | 2620 | Seven Sisters G.S. | 00105H-U04-TUR-GBR | UNIT 4 TURBINE GUIDE BEARING | DOMINION ENGINEERING WORKS |  |  | 041151 | INST | 1 | UNIT 4 | [5 empty] | STANDARD |  |  |  | BEARING | 0 | UNIT 4 |  |  |  |  | 2620 | [7 empty] | BRG |  |  |  | 41122 | 041151 | LUBRICATION |  |  |  | WATER
| 11395638 | UNIT 4 TURBINE DRAFT TUBE LINER | 2620 | Seven Sisters G.S. | 00105H-U04-TUR-WSD-PAS-DTB | UNIT 4 TURBINE DRAFT TUBE |  |  |  | 109644 | INST | 1 | UNIT 4 | [5 empty] | STANDARD |  |  |  | DRAFT TUBE LINER | 0 | UNIT 4 |  |  |  |  | 2620 | [7 empty] | DTL |  |  |  | 41114 | 109644 | data not found
| 11395639 | UNIT 4 TURBINE GREASER CR19-1147 | 2620 | Seven Sisters G.S. |  |  | TRABON LUBEMASTER | REQ | REQ | 094404 | AVLB DLFL INAC | 1 | [6 empty] | STANDARD |  |  |  |  | 0 | [5 empty] | 2620 | [11 empty] | 41152 | 094404 | LUBRICATION |  |  |  | OIL | LITRES | 15 | LITRES |  | YES | data not found
| 11395640 | UNIT 4 TURBINE HEADCOVER | 2620 | Seven Sisters G.S. | 00105H-U04-TUR-HDC | UNIT 4 TURBINE HEADCOVER |  |  |  | 041184 | INST | 1 | UNIT 4 | [5 empty] | STANDARD |  |  |  | HEAD COVER | 0 | UNIT 4 |  |  |  |  | 2620 | [7 empty] | HCV |  |  |  | 41121 | 041184 | data not found
| 11395641 | UNIT 4 TURBINE RUNNER | 2620 | Seven Sisters G.S. | 00105H-U04-TUR-RUN | UNIT 4 TURBINE RUNNER | GE |  |  | 040836 | INST | 1 | UNIT 4 | [5 empty] | STANDARD |  |  |  | RUNNER | 0 | UNIT 4 |  |  |  |  | 2620 |  |  | 2009-07-20 |  |  |  |  | RUN |  |  | 3-00105-DE-41130 | 41130 | 040836 | data not found
| 11395642 | UNIT 4 TURBINE STAY VANES/RING | 2620 | Seven Sisters G.S. | 00105H-U04-TUR-WSD-PAS-SVR | UNIT 4 TURBINE STAY VANES/RING |  |  |  | 109643 | INST | 1 | UNIT 4 | [5 empty] | STANDARD |  |  |  | TURBINE STAY VANES | 0 | UNIT 4 |  |  |  |  | 2620 | [7 empty] | TSV |  |  |  | 41110 | 109643 | data not found
| 11395643 | UNIT 4 TURBINE WICKET GATE | 2620 | Seven Sisters G.S. | 00105H-U04-TUR-WSD-WGT | UNIT 4 TURBINE WICKET GATE |  |  |  | 041181 | INST | 1 | UNIT 4 | [5 empty] | STANDARD |  |  |  | WICKET GATE | 0 | UNIT 4 |  |  |  |  | 2620 | [7 empty] | WGA |  |  |  | 41142 | 041181 | data not found
| 11395644 | UNIT 4 WICKET GATE POSITION SWITCH | 2620 | Seven Sisters G.S. | 00105H-U04-TUR-GOV-CNT | UNIT 4 GOVERNOR CONTROL |  |  |  | 109653 | INST | 1 | UNIT 4 | [5 empty] | STANDARD |  |  |  | CONTROL INPUT | 0 | UNIT 4 |  |  |  |  | 2620 | [7 empty] | CIN |  |  |  | 41723 | 109653 | data not found
| 11395645 | UNIT 5 AUXILIARY TIMER | 2620 | Seven Sisters G.S. | 00105H-U05-GEN-UCM-CNT | UNIT 5 UNIT CONTROL |  |  |  | 109494 | INST | 1 | UNIT 5 | [5 empty] | STANDARD |  |  |  | CONTROLLER | 0 | UNIT 5 |  |  |  |  | 2620 | [7 empty] | CNL |  |  |  | 64200 | 109494 | data not found
| 11395646 | UNIT 5 BRAKE AIR PRESSURE SWITCH | 2620 | Seven Sisters G.S. | 00105H-U05-GEN-BRK | UNIT 5 GENERATOR BRAKES | MERCOID CORPORATION | REQ | REQ | 109478 | INST | 1 | UNIT 5 | [5 empty] | STANDARD |  |  |  | CONTROL INPUT | 0 | UNIT 5 |  |  |  |  | 2620 | [7 empty] | CIN |  |  |  | 64218 | 109478 | data not found
| 11395647 | UNIT 5 BRAKE SOLENOID | 2620 | Seven Sisters G.S. | 00105H-U05-GEN-BRK | UNIT 5 GENERATOR BRAKES | WOODWARD GOVERNOR COMPANY |  | 5950-510 | 109477 | INST | 1 | UNIT 5 | [5 empty] | STANDARD |  |  |  | VALVE | 0 | UNIT 5 |  |  |  |  | 2620 | [7 empty] | VLV |  |  |  | 42180 | 109477 | data not found
| 11395648 | UNIT 5 CONTROL RELAY | 2620 | Seven Sisters G.S. | 00105H-U05-GEN-UCM-CNT | UNIT 5 UNIT CONTROL |  |  |  | 109513 | INST | 1 | UNIT 5 | [5 empty] | STANDARD |  |  |  | CONTROLLER | 0 | UNIT 5 |  |  |  |  | 2620 | [7 empty] | CNL |  |  |  | 60690 | 109513 | data not found
| 11395649 | UNIT 5 ELECTRONIC SPEED SWITCH | 2620 | Seven Sisters G.S. | 00105H-U05-GEN-UCM-CNT | UNIT 5 UNIT CONTROL | ALSTOM CANADA |  |  | 153233 | INST | 1 | UNIT 5 | [5 empty] | STANDARD |  |  |  | CONTROL INPUT | 0 | UNIT 5 |  |  |  |  | 2620 | [7 empty] | CIN |  |  |  | 64200 | 153233 | data not found
| 11395650 | UNIT 5 EMERGENCY GEN SHUTDOWN SWITCH | 2620 | Seven Sisters G.S. | 00105H-U05-GEN-UCM-CNT | UNIT 5 UNIT CONTROL |  |  |  | 109491 | INST | 1 | UNIT 5 | [5 empty] | STANDARD |  |  |  | CONTROL INPUT | 0 | UNIT 5 |  |  |  |  | 2620 | [7 empty] | CIN |  |  |  | 64200 | 109491 | data not found
| 11395651 | UNIT 5 EXCITATION TRANSFORMER | 2620 | Seven Sisters G.S. | 00105H-U05-GEN-EXC-XFM | UNIT 5 GEN EXCITER TRANSFORMER | HAMMOND MFG CO. | DB98J002 | K | 109523 | INST | 1 | UNIT 5 | [5 empty] | STANDARD |  |  |  | TRANSFORMER | 0 | UNIT 5 |  |  |  |  | 2620 | [7 empty] | XFM |  |  |  | 42701 | 109523 | data not found
| 11395652 | UNIT 5 EXCITER FIELD BREAKER | 2620 | Seven Sisters G.S. | 00105H-U05-GEN-EXC-ROT | UNIT 5 GENERATOR ROTATING EXCITER | ASEA BROWN BOVERI INC | REQ | REQ | 109518 | INST | 1 | UNIT 5 | [5 empty] | STANDARD |  |  |  | CIRCUIT BREAKER | 0 | UNIT 5 |  |  |  |  | 2620 | [7 empty] | CBK |  |  |  | 42703 | 109518 | data not found |  |  |  | AIR
| 11395653 | UNIT 5 EXCITER TRIP RELAY | 2620 | Seven Sisters G.S. | 00105H-U05-GEN-UCM-CNT | UNIT 5 UNIT CONTROL |  |  |  | 109493 | INST | 1 | UNIT 5 | [5 empty] | STANDARD |  |  |  | CONTROLLER | 0 | UNIT 5 |  |  |  |  | 2620 | [7 empty] | CNL |  |  |  | 64200 | 109493 | data not found
| 11395654 | UNIT 5 FIELD FLASHING CONTACTOR | 2620 | Seven Sisters G.S. | 00105H-U05-GEN-EXC | UNIT 5 GENERATOR EXCITER | ASEA BROWN BOVERI INC |  |  | 109524 | INST | 1 | UNIT 5 | [5 empty] | STANDARD |  |  |  | CONTACTOR | 0 | UNIT 5 |  |  |  |  | 2620 | [7 empty] | CON |  |  |  | 42716 | 109524 | data not found
| 11395655 | UNIT 5 GENERATOR DELUGE SYSTEM | 2620 | Seven Sisters G.S. | 00105H-BPA-FPS-FWS-DST-DLG | FIRE WATER DELUGE SYSTEM |  |  |  | 036549 | INST | 1 | UNIT 5 | FIRE |  |  |  |  | STANDARD |  |  |  | DELUGE | 0 | UNIT 5 |  |  |  |  | 2620 | [7 empty] | DLG |  |  |  | 78200 | 036549 | data not found
| 11459922 | UNIT 5 GENERATOR FIRE DETECTION SYSTEM | 2620 | Seven Sisters G.S. | 00105H-BPA-FPS-CNT-DET | FIRE PROTECTION DETECTION SYSTEMS | PYROTRONICS |  | FIU | NEW | INST | 1 | UNIT 5 |  | 1956 |  |  |  | STANDARD |  |  |  | FIRE DETECTION SYS | 0 | UNIT 5 |  |  |  |  | 2620 | [7 empty] | FDS |  |  |  | 78000 |  | data not found
| 11395656 | UNIT 5 GENERATOR LOWER GUIDE BEARING | 2620 | Seven Sisters G.S. | 00105H-U05-GEN-BRG-GBR | UNIT 5 GENERATOR GUIDE BEARING(S) | CANADIAN GENERAL ELECTRIC LTD |  |  | 041751 | INST | 1 | UNIT 5 | [5 empty] | STANDARD |  |  |  | BEARING | 0 | UNIT 5 |  |  |  |  | 2620 | [7 empty] | BRG |  |  |  | 42140 | 041751 | LUBRICATION |  |  |  | OIL | LITRES | 290 | LITRES | TERESSO 68 | NO | data not found
| 11395657 | UNIT 5 GENERATOR MAINTENANCE PLATFORM | 2620 | Seven Sisters G.S. | 00105H-U05-GEN | UNIT 5 GENERATOR | REQ | REQ | REQ | 164464 | INST | 1 | UNIT 5 | [5 empty] | STANDARD |  |  |  | MAINT SCAFFOLDING | 0 | UNIT 5 |  |  |  |  | 2620 | [7 empty] | SCF |  |  |  | 76600 | 164464 | data not found
| 11395658 | UNIT 5 GENERATOR ROTATING EXCITER | 2620 | Seven Sisters G.S. | 00105H-U05-GEN-EXC-ROT | UNIT 5 GENERATOR ROTATING EXCITER | CANADIAN GENERAL ELECTRIC LTD | 468208 | 67820 | 109516 | INST | 1 | UNIT 5 | [5 empty] | STANDARD |  |  |  | EXCITER | 0 | UNIT 5 |  |  |  |  | 2620 |  |  | 2000-01-01 |  |  |  |  | EXC |  |  |  | 42740 | 109516 | data not found | [10 empty] | YES | EXCITATION SYSTEM, DIGITAL | EXCITERS | NO | data not found
| 11395689 | UNIT 5 GENERATOR ROTOR - FIELD POLES | 2620 | Seven Sisters G.S. | 00105H-U05-GEN-RTR | UNIT 5 GENERATOR ROTOR | CANADIAN GENERAL ELECTRIC LTD |  |  | 109472 | INST | 1 | UNIT 5 | [5 empty] | STANDARD |  |  |  | WINDING | 0 | UNIT 5 |  |  |  |  | 2620 |  |  | 2011-09-15 |  |  |  |  | WND |  |  |  | 42113 | 109472 | data not found
| 11395659 | UNIT 5 GENERATOR ROTOR - SPIDER/RIM | 2620 | Seven Sisters G.S. | 00105H-U05-GEN-RTR | UNIT 5 GENERATOR ROTOR | CANADIAN GENERAL ELECTRIC LTD |  |  | 041739 | INST | 1 | UNIT 5 | [5 empty] | STANDARD |  |  |  | ROTOR | 0 | UNIT 5 |  |  |  |  | 2620 |  |  | 2011-09-15 |  |  |  |  | RTR |  |  |  | 42110 | 041739 | data not found | [10 empty] | YES | GENERATOR, ROTOR | GENERATORS | NO | data not found
| 11395661 | UNIT 5 GENERATOR STATOR - CORE/FRAME | 2620 | Seven Sisters G.S. | 00105H-U05-GEN-STA | UNIT 5 GENERATOR STATOR | CANADIAN GENERAL ELECTRIC LTD |  |  | 041742 | INST | 1 | UNIT 5 | [5 empty] | STANDARD |  |  |  | STATOR | 0 | UNIT 5 |  |  |  |  | 2620 |  |  | 2011-09-15 |  |  |  |  | STA |  |  |  | 42120 | 041742 | data not found | [10 empty] | YES | GENERATOR, STATOR | GENERATORS | NO | data not found
| 11395694 | UNIT 5 GENERATOR STATOR - WINDING | 2620 | Seven Sisters G.S. | 00105H-U05-GEN-STA | UNIT 5 GENERATOR STATOR | VOITH HYDRO INC. |  | 43MVA | 153284 | INST | 1 | UNIT 5 |  | 2011 |  |  |  | STANDARD |  |  |  | WINDING | 0 | UNIT 5 |  |  |  |  | 2620 |  |  | 2011-09-15 |  |  |  |  | WND |  |  |  | 42120 | 153284 | data not found
| 11395662 | UNIT 5 GENERATOR THRUST BEARING | 2620 | Seven Sisters G.S. | 00105H-U05-GEN-BRG-TBR | UNIT 5 GENERATOR THRUST BEARING | CANADIAN GENERAL ELECTRIC LTD |  |  | 041757 | INST | 1 | UNIT 5 | [5 empty] | STANDARD |  |  |  | BEARING | 0 | UNIT 5 |  |  |  |  | 2620 | [7 empty] | BRG |  |  |  | 42140 | 041757 | LUBRICATION |  |  |  | OIL | LITRES | 2600 | LITRES | TERESSO 68 | NO | data not found
| 11395663 | UNIT 5 GENERATOR UPPER GUIDE BEARING | 2620 | Seven Sisters G.S. | 00105H-U05-GEN-BRG-GBR | UNIT 5 GENERATOR GUIDE BEARING(S) | CANADIAN GENERAL ELECTRIC LTD |  |  | 041754 | INST | 1 | UNIT 5 | [5 empty] | STANDARD |  |  |  | BEARING | 0 | UNIT 5 |  |  |  |  | 2620 | [7 empty] | BRG |  |  |  | 42140 | 041754 | data not found
| 11395664 | UNIT 5 GENERATOR VOLTAGE REGULATOR | 2620 | Seven Sisters G.S. | 00105H-U05-GEN-EXC-VRG | UNIT 5 GENERATOR VOLTAGE REGULATOR | ABB POWER T&D COMPANY INC | 518066-323-5 | 520DF50 | 050256 | INST | 1 | UNIT 5 |  |  | 05-59-19 | REGULATOR VOLTAGE ABB 520DF50 |  | STANDARD |  |  |  | VOLTAGE REGULATOR | 0 | UNIT 5 |  |  |  |  | 2620 | [7 empty] | REG |  |  |  | 42704 | 050256 | data not found
| 11395665 | UNIT 5 GOV OIL ACCUMULATOR TANK | 2620 | Seven Sisters G.S. | 00105H-U05-TUR-GOV-OPR-TNK | UNIT 5 GOVERNOR SYS PRESS VESSELS | ACME WELDING & SUPPLY | 11-06-2008-01 | RT-3 | 140579 | INST | 1 | UNIT 5 | [5 empty] | PSETPR |  |  |  | TANK | 0 | UNIT 5 |  |  |  |  | 2620 | [7 empty] | TNK |  |  |  | 41714 | 140579 | data not found | [74 empty] | GASOVERLIQUID
| 11395666 | UNIT 5 GOV OIL SUMP TANK | 2620 | Seven Sisters G.S. | 00105H-U05-TUR-GOV-ONP | UNIT 5 GOV NON PRESSURIZED OIL SYSTEM |  |  |  | 109455 | INST | 1 | UNIT 5 | [5 empty] | STANDARD |  |  |  | TANK | 0 | UNIT 5 |  |  |  |  | 2620 | [7 empty] | TNK |  |  |  | 41715 | 109455 | data not found | [7 empty] | TERESSO 46 |  | data not found
| 11395667 | UNIT 5 GOV SUMP TANK LOW OIL SWITCH | 2620 | Seven Sisters G.S. | 00105H-U05-TUR-GOV-ONP | UNIT 5 GOV NON PRESSURIZED OIL SYSTEM | JO-BELL PRODUCTS | REQ | REQ | 109456 | INST | 1 | UNIT 5 | [5 empty] | STANDARD |  |  |  | CONTROL INPUT | 0 | UNIT 5 |  |  |  |  | 2620 | [7 empty] | CIN |  |  |  | 41715 | 109456 | data not found
| 11395668 | UNIT 5 GOVERNOR ACTUATOR | 2620 | Seven Sisters G.S. | 00105H-U05-TUR-GOV-CNT | UNIT 5 GOVERNOR CONTROL | WOODWARD GOVERNOR COMPANY | 182470 | A-8 ACTUATOR | 041769 | INST | 1 | UNIT 5 |  |  | 05-34-14 | GOVERNOR ACTUATOR WOODWARD A |  | STANDARD |  |  |  | ACTUATOR | 0 | UNIT 5 |  |  |  |  | 2620 |  |  | 1931-01-01 |  |  |  |  | ACT |  |  |  | 41721 | 041769 | data not found | [10 empty] | YES | GOVERNOR, MECHANICAL | GOVERNORS | NO | data not found
| 11397338 | UNIT 5 GOVERNOR BALLHEAD | 2620 | Seven Sisters G.S. | 00105H-U05-TUR-GOV-CNT | UNIT 5 GOVERNOR CONTROL | WOODWARD GOVERNOR COMPANY |  |  | 109463 | ASEQ | 1 | UNIT 5 | [5 empty] | STANDARD |  |  |  | BALLHEAD | 0 | UNIT 5 |  |  |  |  | 2620 |  |  |  | 11395668 | UNIT 5 GOVERNOR ACTUATOR |  |  | BHD |  |  |  | 41721 | 109463 | data not found
| 11397339 | UNIT 5 GOVERNOR DASHPOT | 2620 | Seven Sisters G.S. | 00105H-U05-TUR-GOV-CNT | UNIT 5 GOVERNOR CONTROL | WOODWARD GOVERNOR COMPANY |  |  | 109466 | ASEQ | 1 | UNIT 5 | [5 empty] | STANDARD |  |  |  | DASHPOT | 0 | UNIT 5 |  |  |  |  | 2620 |  |  |  | 11395668 | UNIT 5 GOVERNOR ACTUATOR |  |  | DHP |  |  |  | 41723 | 109466 | data not found
| 11397340 | UNIT 5 GOVERNOR MAIN VALVE | 2620 | Seven Sisters G.S. | 00105H-U05-TUR-GOV-CNT | UNIT 5 GOVERNOR CONTROL | WOODWARD GOVERNOR COMPANY |  |  | 109468 | ASEQ | 1 | UNIT 5 | [5 empty] | STANDARD |  |  |  | VALVE | 0 | UNIT 5 |  |  |  |  | 2620 |  |  |  | 11395668 | UNIT 5 GOVERNOR ACTUATOR |  |  | VLV |  |  |  | 41713 | 109468 | data not found
| 11397341 | UNIT 5 GOVERNOR PILOT VALVE | 2620 | Seven Sisters G.S. | 00105H-U05-TUR-GOV-CNT | UNIT 5 GOVERNOR CONTROL | WOODWARD GOVERNOR COMPANY |  |  | 109469 | ASEQ | 1 | UNIT 5 | [5 empty] | STANDARD |  |  |  | VALVE | 0 | UNIT 5 |  |  |  |  | 2620 |  |  |  | 11395668 | UNIT 5 GOVERNOR ACTUATOR |  |  | VLV |  |  |  | 41713 | 109469 | data not found
| 11397342 | UNIT 5 GOVERNOR RESTORING MECHANISM | 2620 | Seven Sisters G.S. | 00105H-U05-TUR-GOV-CNT | UNIT 5 GOVERNOR CONTROL |  |  |  | 109470 | ASEQ | 1 | UNIT 5 | [5 empty] | STANDARD |  |  |  | RESTORING MECHANISM | 0 | UNIT 5 |  |  |  |  | 2620 |  |  |  | 11395668 | UNIT 5 GOVERNOR ACTUATOR |  |  | RSM |  |  |  | 41728 | 109470 | data not found
| 11395669 | UNIT 5 GOVERNOR SERVOMOTOR | 2620 | Seven Sisters G.S. | 00105H-U05-TUR-GOV-CNT | UNIT 5 GOVERNOR CONTROL |  |  |  | 109461 | INST | 1 | UNIT 5 | [5 empty] | STANDARD |  |  |  | SERVO MOTOR | 0 | UNIT 5 |  |  |  |  | 2620 | [7 empty] | SMT |  |  |  | 41141 | 109461 | data not found
| 11397343 | UNIT 5 GOVERNOR SOLENOID | 2620 | Seven Sisters G.S. | 00105H-U05-TUR-GOV-CNT | UNIT 5 GOVERNOR CONTROL | CANADIAN GENERAL ELECTRIC LTD |  |  | 109467 | ASEQ | 1 | UNIT 5 | [5 empty] | STANDARD |  |  |  | VALVE | 0 | UNIT 5 |  |  |  |  | 2620 |  |  |  | 11395668 | UNIT 5 GOVERNOR ACTUATOR |  |  | VLV |  |  |  | 41723 | 109467 | data not found
| 11397344 | UNIT 5 HEAD GATE A BRAKE THRUSTER | 2620 | Seven Sisters G.S. | 00105H-U05-TUR-WSD-HGT-HG1-HST | UNIT 5 HEADGATE A HOIST | CANADIAN GENERAL ELECTRIC LTD |  | CR9504-T50 | 109450 | ASEQ | 1 | UNIT 5 | [5 empty] | STANDARD |  |  |  | BRAKE | 0 | UNIT 5 |  |  |  |  | 2620 |  |  |  | 11395671 | UNIT 5 HEAD GATE A ELECTRIC HOIST |  |  | BRK |  |  |  | 76180 | 109450 | LUBRICATION |  |  |  | OIL | LITRES | 7.6 | LITRES | VOLTESSO 35 | YES | data not found
| 11395671 | UNIT 5 HEAD GATE A ELECTRIC HOIST | 2620 | Seven Sisters G.S. | 00105H-U05-TUR-WSD-HGT-HG1-HST | UNIT 5 HEADGATE A HOIST | DOMINION BRIDGE CO. LTD. | 2374 |  | 109448 | INST | 1 | UNIT 5 | [5 empty] | CRANE_HOIST |  |  |  | HOIST | 0 | UNIT 5 |  |  |  |  | 2620 | [7 empty] | HST |  |  |  | 76180 | 109448 | data not found
| 11397345 | UNIT 5 HEAD GATE A HOIST BRAKE | 2620 | Seven Sisters G.S. | 00105H-U05-TUR-WSD-HGT-HG1-HST | UNIT 5 HEADGATE A HOIST |  | REQ | REQ | 109449 | ASEQ | 1 | UNIT 5 | [5 empty] | STANDARD |  |  |  | BRAKE | 0 | UNIT 5 |  |  |  |  | 2620 |  |  |  | 11395671 | UNIT 5 HEAD GATE A ELECTRIC HOIST |  |  | BRK |  |  |  | 76180 | 109449 | data not found
| 11397346 | UNIT 5 HEAD GATE A RAISE LIMIT SWITCH | 2620 | Seven Sisters G.S. | 00105H-U05-TUR-WSD-HGT-HG1-HST | UNIT 5 HEADGATE A HOIST | CANADIAN GENERAL ELECTRIC LTD | DL-2233917-B | CR 9441-LS-439-B | 109451 | ASEQ | 1 | UNIT 5 | [5 empty] | STANDARD |  |  |  | CONTROL INPUT | 0 | UNIT 5 |  |  |  |  | 2620 |  |  |  | 11395671 | UNIT 5 HEAD GATE A ELECTRIC HOIST |  |  | CIN |  |  |  | 76180 | 109451 | data not found
| 11397347 | UNIT 5 HEAD GATE B BRAKE THRUSTER | 2620 | Seven Sisters G.S. | 00105H-U05-TUR-WSD-HGT-HG2-HST | UNIT 5 HEADGATE B HOIST | CANADIAN GENERAL ELECTRIC LTD |  | CR9504-T50 | 123117 | ASEQ | 1 | UNIT 5 | [5 empty] | STANDARD |  |  |  | BRAKE | 0 | UNIT 5 |  |  |  |  | 2620 |  |  |  | 11395672 | UNIT 5 HEAD GATE B ELECTRIC HOIST |  |  | BRK |  |  |  | 76180 | 123117 | LUBRICATION |  |  |  | OIL | LITRES | 7.6 | LITRES | VOLTESSO 35 | YES | data not found
| 11395672 | UNIT 5 HEAD GATE B ELECTRIC HOIST | 2620 | Seven Sisters G.S. | 00105H-U05-TUR-WSD-HGT-HG2-HST | UNIT 5 HEADGATE B HOIST | DOMINION BRIDGE CO. LTD. | 2376 |  | 123114 | INST | 1 | UNIT 5 | [5 empty] | CRANE_HOIST |  |  |  | HOIST | 0 | UNIT 5 |  |  |  |  | 2620 | [7 empty] | HST |  |  |  | 76180 | 123114 | data not found
| 11397348 | UNIT 5 HEAD GATE B HOIST BRAKE | 2620 | Seven Sisters G.S. | 00105H-U05-TUR-WSD-HGT-HG2-HST | UNIT 5 HEADGATE B HOIST |  | REQ | REQ | 123116 | ASEQ | 1 | UNIT 5 | [5 empty] | STANDARD |  |  |  | BRAKE | 0 | UNIT 5 |  |  |  |  | 2620 |  |  |  | 11395672 | UNIT 5 HEAD GATE B ELECTRIC HOIST |  |  | BRK |  |  |  | 76180 | 123116 | data not found
| 11397349 | UNIT 5 HEAD GATE B RAISE LIMIT SWITCH | 2620 | Seven Sisters G.S. | 00105H-U05-TUR-WSD-HGT-HG2-HST | UNIT 5 HEADGATE B HOIST | CANADIAN GENERAL ELECTRIC LTD | DL-2233917-B | CR 9441-LS-439-B | 123118 | ASEQ | 1 | UNIT 5 | [5 empty] | STANDARD |  |  |  | CONTROL INPUT | 0 | UNIT 5 |  |  |  |  | 2620 |  |  |  | 11395672 | UNIT 5 HEAD GATE B ELECTRIC HOIST |  |  | CIN |  |  |  | 76180 | 123118 | data not found
| 11397350 | UNIT 5 HEAD GATE C BRAKE THRUSTER | 2620 | Seven Sisters G.S. | 00105H-U05-TUR-WSD-HGT-HG3-HST | UNIT 5 HEADGATE C HOIST | CANADIAN GENERAL ELECTRIC LTD |  |  | 123120 | ASEQ | 1 | UNIT 5 | [5 empty] | STANDARD |  |  |  | BRAKE | 0 | UNIT 5 |  |  |  |  | 2620 |  |  |  | 11395673 | UNIT 5 HEAD GATE C ELECTRIC HOIST |  |  | BRK |  |  |  | 76180 | 123120 | LUBRICATION |  |  |  | OIL | LITRES | 7.6 | LITRES | VOLTESSO 35 | YES | data not found
| 11395673 | UNIT 5 HEAD GATE C ELECTRIC HOIST | 2620 | Seven Sisters G.S. | 00105H-U05-TUR-WSD-HGT-HG3-HST | UNIT 5 HEADGATE C HOIST | DOMINION BRIDGE CO. LTD. | 2375 |  | 123115 | INST | 1 | UNIT 5 | [5 empty] | CRANE_HOIST |  |  |  | HOIST | 0 | UNIT 5 |  |  |  |  | 2620 | [7 empty] | HST |  |  |  | 76180 | 123115 | data not found
| 11397351 | UNIT 5 HEAD GATE C HOIST BRAKE | 2620 | Seven Sisters G.S. | 00105H-U05-TUR-WSD-HGT-HG3-HST | UNIT 5 HEADGATE C HOIST |  | REQ | REQ | 123119 | ASEQ | 1 | UNIT 5 | [5 empty] | STANDARD |  |  |  | BRAKE | 0 | UNIT 5 |  |  |  |  | 2620 |  |  |  | 11395673 | UNIT 5 HEAD GATE C ELECTRIC HOIST |  |  | BRK |  |  |  | 76180 | 123119 | data not found
| 11397352 | UNIT 5 HEAD GATE C RAISE LIMIT SWITCH | 2620 | Seven Sisters G.S. | 00105H-U05-TUR-WSD-HGT-HG3-HST | UNIT 5 HEADGATE C HOIST | CANADIAN GENERAL ELECTRIC LTD | DL-2233917-B | CR9441-LS-439-B | 123121 | ASEQ | 1 | UNIT 5 | [5 empty] | STANDARD |  |  |  | CONTROL INPUT | 0 | UNIT 5 |  |  |  |  | 2620 |  |  |  | 11395673 | UNIT 5 HEAD GATE C ELECTRIC HOIST |  |  | CIN |  |  |  | 76180 | 123121 | data not found
| 11395674 | UNIT 5 HEADGATE A | 2620 | Seven Sisters G.S. | 00105H-U05-TUR-WSD-HGT-HG1 | UNIT 5 HEADGATE A | DOMINION BRIDGE CO. LTD. |  |  | 123111 | INST | 1 | UNIT 5 | [5 empty] | STANDARD |  |  |  | GATE | 0 | UNIT 5 |  |  |  |  | 2620 | [7 empty] | GTE |  |  |  | 76300 | 123111 | data not found
| 11395675 | UNIT 5 HEADGATE B | 2620 | Seven Sisters G.S. | 00105H-U05-TUR-WSD-HGT-HG2 | UNIT 5 HEADGATE B | DOMINION BRIDGE CO. LTD. |  |  | 123112 | INST | 1 | UNIT 5 | [5 empty] | STANDARD |  |  |  | GATE | 0 | UNIT 5 |  |  |  |  | 2620 | [7 empty] | GTE |  |  |  | 76300 | 123112 | data not found
| 11395676 | UNIT 5 HEADGATE C | 2620 | Seven Sisters G.S. | 00105H-U05-TUR-WSD-HGT-HG3 | UNIT 5 HEADGATE C | DOMINION BRIDGE CO. LTD. |  |  | 123113 | INST | 1 | UNIT 5 | [5 empty] | STANDARD |  |  |  | GATE | 0 | UNIT 5 |  |  |  |  | 2620 | [7 empty] | GTE |  |  |  | 76300 | 123113 | data not found
| 11395677 | UNIT 5 HEADGATE TRIP SWITCH | 2620 | Seven Sisters G.S. | 00105H-U05-GEN-UCM-CNT | UNIT 5 UNIT CONTROL |  |  |  | 109492 | INST | 1 | UNIT 5 | [5 empty] | STANDARD |  |  |  | CONTROL INPUT | 0 | UNIT 5 |  |  |  |  | 2620 | [7 empty] | CIN |  |  |  | 64200 | 109492 | data not found
| 11395678 | UNIT 5 HIGH PRESSURE OIL LIFT PUMP | 2620 | Seven Sisters G.S. | 00105H-U05-GEN-BRG-TBR-OPR | UNIT 5 GENERATOR THRUST BRG HP LIFT |  |  |  | 150633 | INST | 1 | UNIT 5 | [5 empty] | STANDARD |  |  |  | PUMP | 0 | UNIT 5 |  |  |  |  | 2620 | [7 empty] | PMP |  |  |  | 42171 | 150633 |  | GENTHR01 | [5 empty] | LITRES
| 11397353 | UNIT 5 HIGH PRESSURE PUMP MOTOR STARTER | 2620 | Seven Sisters G.S. | 00105H-U05-GEN-BRG-TBR-OPR | UNIT 5 GENERATOR THRUST BRG HP LIFT | REQ | REQ | REQ | 150634 | ASEQ | 1 | UNIT 5 | [5 empty] | STANDARD |  |  |  | STARTER DEVICE | 0 | UNIT 5 |  |  |  |  | 2620 |  |  |  | 11395678 | UNIT 5 HIGH PRESSURE OIL LIFT PUMP |  |  | STT |  |  |  | 42171 | 150634 | data not found
| 11395679 | UNIT 5 LOWER GUIDE BRG OIL FLOW METER | 2620 | Seven Sisters G.S. | 00105H-U05-GEN-BRG-GBR | UNIT 5 GENERATOR GUIDE BEARING(S) | ROSEMOUNT INC. | 0860102434 | 8732CT03NOM4L1 | 124913 | INST | 1 | UNIT 5 | [5 empty] | STANDARD |  |  |  | METER | 0 | UNIT 5 |  |  |  |  | 2620 | [7 empty] | MET |  |  |  | 64214 | 124913 | data not found
| 11395680 | UNIT 5 LOWER GUIDE BRG OIL LEVEL SWITCH | 2620 | Seven Sisters G.S. | 00105H-U05-GEN-BRG-GBR | UNIT 5 GENERATOR GUIDE BEARING(S) | JO-BELL PRODUCTS | REQ | REQ | 122942 | INST | 1 | UNIT 5 | [5 empty] | STANDARD |  |  |  | CONTROL INPUT | 0 | UNIT 5 |  |  |  |  | 2620 | [7 empty] | CIN |  |  |  | 42140 | 122942 | data not found
| 11395681 | UNIT 5 OVERSPEED SPEED SWITCH | 2620 | Seven Sisters G.S. | 00105H-U05-GEN-UCM-CNT | UNIT 5 UNIT CONTROL |  |  |  | 041781 | INST | 1 | UNIT 5 |  |  | 05-36-85 | SWITCH SPEED WOODWARD SS |  | STANDARD |  |  |  | CONTROL INPUT | 0 | UNIT 5 |  |  |  |  | 2620 | [7 empty] | CIN |  |  |  | 64200 | 041781 | data not found
| 11395682 | UNIT 5 PERMANENT MAGNET GENERATOR | 2620 | Seven Sisters G.S. | 00105H-U05-TUR-GOV-CNT | UNIT 5 GOVERNOR CONTROL | WOODWARD GOVERNOR COMPANY | 189121 |  | 041778 | INST | 1 | UNIT 5 |  |  | 05-36-66 | GENERATOR PERMANENT MAG WOODWARD SS |  | STANDARD |  |  |  | GENERATOR | 0 | UNIT 5 |  |  |  |  | 2620 | [7 empty] | GEN |  |  |  | 41724 | 041778 | data not found
| 11395683 | UNIT 5 PT501 A-N PHASE PT | 2620 | Seven Sisters G.S. | 00105H-BPE-USY-U05-PTX | UNIT 5 POTENTIAL TRANSFORMERS | GE | 753397 | JVM-5A | 153242 | INST | 1 | UNIT 5 | NERC |  |  |  |  | STANDARD |  |  |  | POTENTIAL TRANSFORMR | 0 | UNIT 5 |  |  |  |  | 2620 | [7 empty] | PTX |  |  |  | 52250 | 153242 | data not found | PT002 |  |  | DRY TYPE
| 11395684 | UNIT 5 PT501 B-N PHASE PT | 2620 | Seven Sisters G.S. | 00105H-BPE-USY-U05-PTX | UNIT 5 POTENTIAL TRANSFORMERS | GE | 7534001 | JVM-5A | 153243 | INST | 1 | UNIT 5 | NERC |  |  |  |  | STANDARD |  |  |  | POTENTIAL TRANSFORMR | 0 | UNIT 5 |  |  |  |  | 2620 | [7 empty] | PTX |  |  |  | 52250 | 153243 | data not found | PT002 |  |  | DRY TYPE
| 11395685 | UNIT 5 PT501 C-N PHASE PT | 2620 | Seven Sisters G.S. | 00105H-BPE-USY-U05-PTX | UNIT 5 POTENTIAL TRANSFORMERS | GE | 7533998 | JVM-5A | 153244 | INST | 1 | UNIT 5 | NERC |  |  |  |  | STANDARD |  |  |  | POTENTIAL TRANSFORMR | 0 | UNIT 5 |  |  |  |  | 2620 | [7 empty] | PTX |  |  |  | 52250 | 153244 | data not found | PT002 |  |  | DRY TYPE
| 11395686 | UNIT 5 PT502 A-N PHASE PT | 2620 | Seven Sisters G.S. | 00105H-BPE-USY-U05-PTX | UNIT 5 POTENTIAL TRANSFORMERS | GE | 7534000 | JVM-5A | 153245 | INST | 1 | UNIT 5 | NERC |  |  |  |  | STANDARD |  |  |  | POTENTIAL TRANSFORMR | 0 | UNIT 5 |  |  |  |  | 2620 | [7 empty] | PTX |  |  |  | 52250 | 153245 | data not found | PT002 |  |  | DRY TYPE
| 11395687 | UNIT 5 PT502 B-N PHASE PT | 2620 | Seven Sisters G.S. | 00105H-BPE-USY-U05-PTX | UNIT 5 POTENTIAL TRANSFORMERS | GE | 7533996 | JVM-5A | 153246 | INST | 1 | UNIT 5 | NERC |  |  |  |  | STANDARD |  |  |  | POTENTIAL TRANSFORMR | 0 | UNIT 5 |  |  |  |  | 2620 | [7 empty] | PTX |  |  |  | 52250 | 153246 | data not found | PT002 |  |  | DRY TYPE
| 11395688 | UNIT 5 PT502 C-N PHASE PT | 2620 | Seven Sisters G.S. | 00105H-BPE-USY-U05-PTX | UNIT 5 POTENTIAL TRANSFORMERS | GE | 7533999 | JVM-5A | 153247 | INST | 1 | UNIT 5 | NERC |  |  |  |  | STANDARD |  |  |  | POTENTIAL TRANSFORMR | 0 | UNIT 5 |  |  |  |  | 2620 | [7 empty] | PTX |  |  |  | 52250 | 153247 | data not found | PT002 |  |  | DRY TYPE
| 11395690 | UNIT 5 SHAFT SEAL | 2620 | Seven Sisters G.S. | 00105H-U05-TUR-HDC-SSL | UNIT 5 TURBINE SHAFT SEAL |  |  |  | 061098 | INST | 1 | UNIT 5 |  |  | 05-60-46 | SHAFT SEAL COMPONENTS SS |  | STANDARD |  |  |  | SEAL | 0 | UNIT 5 |  |  |  |  | 2620 | [7 empty] | SEA |  |  |  | 41123 | 061098 | data not found
| 11397354 | UNIT 5 SPEEDER MOTOR | 2620 | Seven Sisters G.S. | 00105H-U05-TUR-GOV-CNT | UNIT 5 GOVERNOR CONTROL | BODINE ELECTRIC COMPANY | 6206344 | NSE-11R | 109464 | ASEQ | 1 | UNIT 5 | [5 empty] | STANDARD |  |  |  | SPEEDER MOTOR | 0 | UNIT 5 |  |  |  |  | 2620 |  |  |  | 11395668 | UNIT 5 GOVERNOR ACTUATOR |  |  | SPM |  |  |  | 41723 | 109464 | data not found
| 11395691 | UNIT 5 START/STOP CIRCUITS | 2620 | Seven Sisters G.S. | 00105H-U05-GEN-UCM-CNT | UNIT 5 UNIT CONTROL |  |  |  | 109487 | INST | 1 | UNIT 5 | [5 empty] | STANDARD |  |  |  | START/STOP MECHANISM | 0 | UNIT 5 |  |  |  |  | 2620 | [7 empty] | SSM |  |  |  | 64200 | 109487 | data not found
| 11395692 | UNIT 5 STATOR FLOW METER-PUMPED | 2620 | Seven Sisters G.S. | 00105H-U05-GEN-CLS | UNIT 05 GENERATOR COOLING SYSTEM | ROSEMOUNT INC. | REQ | REQ | 155005 | INST | 1 | UNIT 5 | [5 empty] | STANDARD |  |  |  | PUMP | 0 | UNIT 5 |  |  |  |  | 2620 | [7 empty] | PMP |  |  |  | 64212 | 155005
| 11395693 | UNIT 5 STATOR FLOW METER-SCROLL CASE | 2620 | Seven Sisters G.S. | 00105H-U05-GEN-CLS | UNIT 05 GENERATOR COOLING SYSTEM | ROSEMOUNT INC. | REQ | REQ | 154998 | INST | 1 | UNIT 5 | [5 empty] | STANDARD |  |  |  | METER | 0 | UNIT 5 |  |  |  |  | 2620 | [7 empty] | MET |  |  |  | 64212 | 154998
| 11395695 | UNIT 5 TAILWATER LEVEL TRANSDUCER | 2620 | Seven Sisters G.S. | 00105H-U05-TUR-WSD-TWD | UNIT 5 TAIL WATER DEPRESSION | MAGNETROL INTERNATIONAL | 543583-01-001 | 705 | 111150 | INST | 1 | UNIT 5 | [5 empty] | STANDARD |  |  |  | CONTROL INPUT | 0 | UNIT 5 |  |  |  |  | 2620 | [7 empty] | CIN |  |  |  | 60620 | 111150 | data not found
| 11395696 | UNIT 5 THRUST BEARING OIL LEVEL SWITCH | 2620 | Seven Sisters G.S. | 00105H-U05-GEN-BRG-TBR | UNIT 5 GENERATOR THRUST BEARING | JO-BELL PRODUCTS |  | R | 109480 | INST | 1 | UNIT 5 | [5 empty] | STANDARD |  |  |  | CONTROL INPUT | 0 | UNIT 5 |  |  |  |  | 2620 | [7 empty] | CIN |  |  |  | 64214 | 109480 | data not found
| 11823397 | UNIT 5 TRANSFORMER FIRE DETECTION SYSTEM | 2620 | Seven Sisters G.S. | 00105H-BPA-FPS-CNT-DET | FIRE PROTECTION DETECTION SYSTEMS | REQ |  | REQ | NEW | INST | 1 | UNIT 5 | FIRE |  |  |  |  | STANDARD |  |  |  |  | 0 | UNIT 5 |  |  |  |  | 2620 | [11 empty] | 78000 | NEW | data not found
| 11395697 | UNIT 5 TRASH RACK ALARM | 2620 | Seven Sisters G.S. | 00105H-U05-TUR-WSD-TRK | UNIT 5 TRASHRACK |  |  |  | 109452 | INST | 1 | UNIT 5 | [5 empty] | STANDARD |  |  |  | CONTROL INPUT | 0 | UNIT 5 |  |  |  |  | 2620 | [7 empty] | CIN |  |  |  | 67640 | 109452 | data not found
| 11395698 | UNIT 5 TRASHRACK | 2620 | Seven Sisters G.S. | 00105H-U05-TUR-WSD-TRK | UNIT 5 TRASHRACK | DOMINION BRIDGE CO. LTD. |  |  | 041724 | INST | 1 | UNIT 5 | [5 empty] | STANDARD |  |  |  | TRASHRACK | 0 | UNIT 5 |  |  |  |  | 2620 | [7 empty] | TRK |  |  |  | 76430 | 041724 | data not found
| 11395699 | UNIT 5 TURBINE BEARING | 2620 | Seven Sisters G.S. | 00105H-U05-TUR-GBR | UNIT 5 TURBINE GUIDE BEARING | DOMINION ENGINEERING WORKS |  |  | 041673 | INST | 1 | UNIT 5 | [5 empty] | STANDARD |  |  |  | BEARING | 0 | UNIT 5 |  |  |  |  | 2620 | [7 empty] | BRG |  |  |  | 41122 | 041673 | LUBRICATION |  |  |  | WATER
| 11395700 | UNIT 5 TURBINE DRAFT TUBE LINER | 2620 | Seven Sisters G.S. | 00105H-U05-TUR-WSD-PAS-DTB | UNIT 5 TURBINE DRAFT TUBE |  |  |  | 109454 | INST | 1 | UNIT 5 | [5 empty] | STANDARD |  |  |  | DRAFT TUBE LINER | 0 | UNIT 5 |  |  |  |  | 2620 | [7 empty] | DTL |  |  |  | 41114 | 109454 | data not found
| 11395701 | UNIT 5 TURBINE GREASER | 2620 | Seven Sisters G.S. | 00105H-U05-TUR-GRS | UNIT 5 TURBINE GREASER | THE FARVAL CORP. | F-743 | 1A | 041670 | INST | 1 | UNIT 5 |  |  | 05-52-25 | GREASE SYSTEM COMPONENTS FARVOL SS |  | STANDARD |  |  |  | GREASER | 0 | UNIT 5 |  |  |  |  | 2620 | [7 empty] | GSR |  |  |  | 41152 | 041670 | LUBRICATION |  |  |  | OIL | LITRES | 15 | LITRES |  | YES | data not found
| 11395702 | UNIT 5 TURBINE HEADCOVER | 2620 | Seven Sisters G.S. | 00105H-U05-TUR-HDC | UNIT 5 TURBINE HEADCOVER |  |  |  | 041712 | INST | 1 | UNIT 5 | [5 empty] | STANDARD |  |  |  | HEAD COVER | 0 | UNIT 5 |  |  |  |  | 2620 | [7 empty] | HCV |  |  |  | 41121 | 041712 | data not found
| 11395703 | UNIT 5 TURBINE RUNNER | 2620 | Seven Sisters G.S. | 00105H-U05-TUR-RUN | UNIT 5 TURBINE RUNNER | DOMINION ENGINEERING WORKS |  |  | 041664 | INST | 1 | UNIT 5 | [5 empty] | STANDARD |  |  |  | RUNNER | 0 | UNIT 5 |  |  |  |  | 2620 |  |  | 1950-08-21 |  |  |  |  | RUN |  |  |  | 41130 | 041664 | data not found
| 11395704 | UNIT 5 TURBINE STAY VANES/RING | 2620 | Seven Sisters G.S. | 00105H-U05-TUR-WSD-PAS-SVR | UNIT 5 TURBINE STAY VANES/RING |  |  |  | 109453 | INST | 1 | UNIT 5 | [5 empty] | STANDARD |  |  |  | TURBINE STAY VANES | 0 | UNIT 5 |  |  |  |  | 2620 | [7 empty] | TSV |  |  |  | 41110 | 109453 | data not found
| 11395705 | UNIT 5 TURBINE WICKET GATE | 2620 | Seven Sisters G.S. | 00105H-U05-TUR-WSD-WGT | UNIT 5 TURBINE WICKET GATE |  |  |  | 041706 | INST | 1 | UNIT 5 | [5 empty] | STANDARD |  |  |  | WICKET GATE | 0 | UNIT 5 |  |  |  |  | 2620 | [7 empty] | WGA |  |  |  | 41142 | 041706 | data not found
| 11395706 | UNIT 5 VIBRATION MONITOR | 2620 | Seven Sisters G.S. | 00105H-U05-GEN-UCM-MON | UNIT 5 UNIT MONITORING | BENTLY NEVADA CANADA CO | 10K01R85 | SEE ALT MODEL NO | 153232 | INST | 1 | UNIT 5 | [5 empty] | STANDARD |  |  |  | CONTROL INPUT | 0 | UNIT 5 |  |  |  |  | 2620 | [7 empty] | CIN |  |  |  | 60060 | 153232 | data not found | [49 empty] | 3500/05-01-03-01-00-00
| 11395707 | UNIT 5 WICKET GATE POSITION SWITCH | 2620 | Seven Sisters G.S. | 00105H-U05-TUR-GOV-CNT | UNIT 5 GOVERNOR CONTROL | ALSTOM CANADA |  |  | 153283 | INST | 1 | UNIT 5 | [5 empty] | STANDARD |  |  |  | CONTROL INPUT | 0 | UNIT 5 |  |  |  |  | 2620 | [7 empty] | CIN |  |  |  | 41723 | 153283 | data not found
| 11397355 | UNIT 5/6 HEAD GATE BRAKE THRUSTER | 2620 | Seven Sisters G.S. | 00105H-U05-U06-TUR-WSD-HGT-HST | UNITS 5-6 SHARED HEADGATE HOIST | CANADIAN GENERAL ELECTRIC LTD |  | CR-9504-V56 | 123249 | ASEQ | 1 | [6 empty] | STANDARD |  |  |  | BRAKE | 0 | [5 empty] | 2620 |  |  |  | 11395708 | UNIT 5/6 HEAD GATE ELECTRIC HOIST |  |  | BRK |  |  |  | 76180 | 123249 | LUBRICATION |  |  |  | OIL | LITRES | 7 | LITRES | VOLTESSO 35 | YES | data not found
| 11395708 | UNIT 5/6 HEAD GATE ELECTRIC HOIST | 2620 | Seven Sisters G.S. | 00105H-U05-U06-TUR-WSD-HGT-HST | UNITS 5-6 SHARED HEADGATE HOIST |  |  |  | 042627 | INST | 1 | [6 empty] | CRANE_HOIST |  |  |  | HOIST | 0 | [5 empty] | 2620 | [7 empty] | HST |  |  |  | 76180 | 042627 | LUBRICATION |  |  |  | OIL
| 11397356 | UNIT 5/6 HEAD GATE ELECTRIC MOTOR | 2620 | Seven Sisters G.S. | 00105H-U05-U06-TUR-WSD-HGT-HST | UNITS 5-6 SHARED HEADGATE HOIST | CROMPTON INSTRUMENTS | 72422344 |  | 108945 | ASEQ | 1 | [6 empty] | STANDARD |  |  |  | MOTOR | 0 | [5 empty] | 2620 |  |  |  | 11395708 | UNIT 5/6 HEAD GATE ELECTRIC HOIST |  |  | MTR |  |  |  | 76180 | 108945 | data not found
| 11662004 | UNIT 5/6 HEAD GATE HOIST GEARBOX | 2620 | Seven Sisters G.S. | 00105H-U05-U06-TUR-WSD-HGT-HST | UNITS 5-6 SHARED HEADGATE HOIST |  |  |  | NEW | ASEQ | 1 | [6 empty] | CRANE_HOIST |  |  |  | GEARBOX | 0 | [5 empty] | 2620 |  |  |  | 11395708 | UNIT 5/6 HEAD GATE ELECTRIC HOIST |  |  | GBX |  |  |  | 76180 | NEW | LUBRICATION |  |  |  | OIL |  |  |  | MOBILGEAR 600 XP 220 |  | data not found
| 11397357 | UNIT 5/6 HEAD GATE MOTOR STARTER | 2620 | Seven Sisters G.S. | 00105H-U05-U06-TUR-WSD-HGT-HST | UNITS 5-6 SHARED HEADGATE HOIST |  |  |  | 108948 | ASEQ | 1 | [6 empty] | STANDARD |  |  |  | STARTER DEVICE | 0 | [5 empty] | 2620 |  |  |  | 11395708 | UNIT 5/6 HEAD GATE ELECTRIC HOIST |  |  | STT |  |  |  | 76180 | 108948 | data not found
| 11395709 | UNIT 6 - PT601 A-B PHASE PT FOR AVR | 2620 | Seven Sisters G.S. | 00105H-BPE-USY-U06-PTX | UNIT 6 POTENTIAL TRANSFORMERS | PACKARD ELECTRIC | 146473 | C | 122926 | INST | 1 | UNIT 6 | NERC |  |  |  |  | STANDARD |  |  |  | POTENTIAL TRANSFORMR | 0 | UNIT 6 |  |  |  |  | 2620 | [7 empty] | PTX |  |  |  | 42700 | 122926 | INSULATING | PCSPT02 |  |  | OIL | LITRES | 20 | LITRES |  | NO | data not found | [8 empty] | WHITE | VERIFIED - TEST DATE/VALUE |  | data not found | data not found
| 11395710 | UNIT 6 - PT601 B-C PHASE PT FOR AVR | 2620 | Seven Sisters G.S. | 00105H-BPE-USY-U06-PTX | UNIT 6 POTENTIAL TRANSFORMERS | PACKARD ELECTRIC | 146471 | C | 122927 | INST | 1 | UNIT 6 | NERC |  |  |  |  | STANDARD |  |  |  | POTENTIAL TRANSFORMR | 0 | UNIT 6 |  |  |  |  | 2620 | [7 empty] | PTX |  |  |  | 42700 | 122927 | INSULATING | PCSPT02 |  |  | OIL | LITRES | 20 | LITRES |  | NO | data not found | [8 empty] | WHITE | VERIFIED - TEST DATE/VALUE |  | data not found | data not found
| 11395711 | UNIT 6 - PT602 A-B PHASE PT FOR METERING | 2620 | Seven Sisters G.S. | 00105H-BPE-USY-U06-PTX | UNIT 6 POTENTIAL TRANSFORMERS | PACKARD ELECTRIC | 146472 | C | 122928 | INST | 1 | UNIT 6 | NERC |  |  |  |  | STANDARD |  |  |  | POTENTIAL TRANSFORMR | 0 | UNIT 6 |  |  |  |  | 2620 | [7 empty] | PTX |  |  |  | 52250 | 122928 | INSULATING | PCSPT02 |  |  | OIL | LITRES | 20 | LITRES |  | NO | data not found | [8 empty] | WHITE | VERIFIED - TEST DATE/VALUE |  | data not found | data not found
| 11395712 | UNIT 6 - PT602 B-C PHASE PT | 2620 | Seven Sisters G.S. | 00105H-BPE-USY-U06-PTX | UNIT 6 POTENTIAL TRANSFORMERS | PACKARD ELECTRIC | 146474 | C | 122929 | INST | 1 | UNIT 6 | NERC |  |  |  |  | STANDARD |  |  |  | POTENTIAL TRANSFORMR | 0 | UNIT 6 |  |  |  |  | 2620 | [7 empty] | PTX |  |  |  | 52250 | 122929 | INSULATING | PCSPT02 |  |  | OIL | LITRES | 20 | LITRES |  | NO | data not found | [8 empty] | WHITE | VERIFIED - TEST DATE/VALUE |  | data not found | data not found
| 11395713 | UNIT 6 AUXILIARY TIMER | 2620 | Seven Sisters G.S. | 00105H-U06-GEN-UCM-CNT | UNIT 6 UNIT CONTROL |  |  |  | 109855 | INST | 1 | UNIT 6 | [5 empty] | STANDARD |  |  |  | CONTROLLER | 0 | UNIT 6 |  |  |  |  | 2620 | [7 empty] | CNL |  |  |  | 64200 | 109855 | data not found
| 11395714 | UNIT 6 BRAKE AIR PRESSURE SWITCH | 2620 | Seven Sisters G.S. | 00105H-U06-GEN-BRK | UNIT 6 GENERATOR BRAKES | MERCOID CORPORATION | REQ | REQ | 109841 | INST | 1 | UNIT 6 | [5 empty] | STANDARD |  |  |  | CONTROL INPUT | 0 | UNIT 6 |  |  |  |  | 2620 | [7 empty] | CIN |  |  |  | 64218 | 109841 | data not found
| 11395715 | UNIT 6 BRAKE SOLENOID | 2620 | Seven Sisters G.S. | 00105H-U06-GEN-BRK | UNIT 6 GENERATOR BRAKES | WOODWARD GOVERNOR COMPANY |  | 5950-510 | 109840 | INST | 1 | UNIT 6 | [5 empty] | STANDARD |  |  |  | VALVE | 0 | UNIT 6 |  |  |  |  | 2620 | [7 empty] | VLV |  |  |  | 42180 | 109840 | data not found
| 11395716 | UNIT 6 CONTROL RELAY | 2620 | Seven Sisters G.S. | 00105H-U06-GEN-UCM-CNT | UNIT 6 UNIT CONTROL |  |  |  | 109857 | INST | 1 | UNIT 6 | [5 empty] | STANDARD |  |  |  | CONTROLLER | 0 | UNIT 6 |  |  |  |  | 2620 | [7 empty] | CNL |  |  |  | 60690 | 109857 | data not found
| 11395717 | UNIT 6 CREEP DETECTOR | 2620 | Seven Sisters G.S. | 00105H-U06-GEN-UCM-CNT | UNIT 6 UNIT CONTROL | GE |  | 499C656AD | 109851 | INST | 1 | UNIT 6 | [5 empty] | STANDARD |  |  |  | CONTROL INPUT | 0 | UNIT 6 |  |  |  |  | 2620 | [7 empty] | CIN |  |  |  | 60630 | 109851 | data not found
| 11395718 | UNIT 6 EMERGENCY GEN SHUTDOWN SWITCH | 2620 | Seven Sisters G.S. | 00105H-U06-GEN-UCM-CNT | UNIT 6 UNIT CONTROL |  |  |  | 109852 | INST | 1 | UNIT 6 | [5 empty] | STANDARD |  |  |  | CONTROL INPUT | 0 | UNIT 6 |  |  |  |  | 2620 | [7 empty] | CIN |  |  |  | 64200 | 109852 | data not found
| 11395719 | UNIT 6 EXCITATION TRANSFORMER | 2620 | Seven Sisters G.S. | 00105H-U06-GEN-EXC-XFM | UNIT 6 GEN EXCITER TRANSFORMER | HAMMOND MFG CO. | REQ | REQ | 109870 | INST | 1 | UNIT 6 | [5 empty] | STANDARD |  |  |  | TRANSFORMER | 0 | UNIT 6 |  |  |  |  | 2620 | [7 empty] | XFM |  |  |  | 42701 | 109870 | data not found
| 11395720 | UNIT 6 EXCITER FIELD BREAKER | 2620 | Seven Sisters G.S. | 00105H-U06-GEN-EXC-ROT | UNIT 6 GENERATOR ROTATING EXCITER | ASEA BROWN BOVERI INC | REQ | REQ | 109864 | INST | 1 | UNIT 6 | [5 empty] | STANDARD |  |  |  | CIRCUIT BREAKER | 0 | UNIT 6 |  |  |  |  | 2620 | [7 empty] | CBK |  |  |  | 42703 | 109864 | data not found |  |  |  | AIR | [45 empty] | X_XXX_XXXX
| 11395721 | UNIT 6 EXCITER TRIP RELAY | 2620 | Seven Sisters G.S. | 00105H-U06-GEN-UCM-CNT | UNIT 6 UNIT CONTROL |  |  |  | 109854 | INST | 1 | UNIT 6 | [5 empty] | STANDARD |  |  |  | CONTROLLER | 0 | UNIT 6 |  |  |  |  | 2620 | [7 empty] | CNL |  |  |  | 64200 | 109854 | data not found
| 11395722 | UNIT 6 FIELD FLASHING CONTACTOR | 2620 | Seven Sisters G.S. | 00105H-U06-GEN-EXC | UNIT 6 GENERATOR EXCITER | ASEA BROWN BOVERI INC |  |  | 109871 | INST | 1 | UNIT 6 | [5 empty] | STANDARD |  |  |  | CONTACTOR | 0 | UNIT 6 |  |  |  |  | 2620 | [7 empty] | CON |  |  |  | 42716 | 109871 | data not found
| 11395753 | UNIT 6 GENERATOR STATOR - WINDING | 2620 | Seven Sisters G.S. | 00105H-U06-GEN-STA | UNIT 6 GENERATOR STATOR | CANADIAN GENERAL ELECTRIC LTD |  |  | 109844 | INST | 1 | UNIT 6 | [5 empty] | STANDARD |  |  |  | WINDING | 0 | UNIT 6 |  |  |  |  | 2620 |  |  | 1952-09-26 |  |  |  |  | WND |  |  |  | 42123 | 109844 | data not found
| 11395723 | UNIT 6 GENERATOR DELUGE SYSTEM | 2620 | Seven Sisters G.S. | 00105H-BPA-FPS-FWS-DST-DLG | FIRE WATER DELUGE SYSTEM |  |  |  | 036555 | INST | 1 | UNIT 6 | FIRE |  |  |  |  | STANDARD |  |  |  | DELUGE | 0 | UNIT 6 |  |  |  |  | 2620 | [7 empty] | DLG |  |  |  | 78200 | 036555 | data not found
| 11459923 | UNIT 6 GENERATOR FIRE DETECTION SYSTEM | 2620 | Seven Sisters G.S. | 00105H-BPA-FPS-CNT-DET | FIRE PROTECTION DETECTION SYSTEMS | PYROTRONICS |  | FIU | NEW | INST | 1 | UNIT 6 |  | 1956 |  |  |  | STANDARD |  |  |  | FIRE DETECTION SYS | 0 | UNIT 6 |  |  |  |  | 2620 | [7 empty] | FDS |  |  |  | 78000 |  | data not found
| 11395724 | UNIT 6 GENERATOR LOWER GUIDE BEARING | 2620 | Seven Sisters G.S. | 00105H-U06-GEN-BRG-GBR | UNIT 6 GENERATOR GUIDE BEARING(S) | CANADIAN GENERAL ELECTRIC LTD |  |  | 041925 | INST | 1 | UNIT 6 | [5 empty] | STANDARD |  |  |  | BEARING | 0 | UNIT 6 |  |  |  |  | 2620 | [7 empty] | BRG |  |  |  | 42140 | 041925 | LUBRICATION |  |  |  | OIL | LITRES | 290 | LITRES | TERESSO 68 | NO | data not found
| 11395725 | UNIT 6 GENERATOR MAINTENANCE PLATFORM | 2620 | Seven Sisters G.S. | 00105H-U06-GEN | UNIT 6 GENERATOR | REQ | REQ | REQ | 164465 | INST | 1 | UNIT 6 | [5 empty] | STANDARD |  |  |  | MAINT SCAFFOLDING | 0 | UNIT 6 |  |  |  |  | 2620 | [7 empty] | SCF |  |  |  | 76600 | 164465 | data not found
| 11395726 | UNIT 6 GENERATOR ROTATING EXCITER | 2620 | Seven Sisters G.S. | 00105H-U06-GEN-EXC-ROT | UNIT 6 GENERATOR ROTATING EXCITER | CANADIAN GENERAL ELECTRIC LTD | 468633 | 71850 | 109860 | INST | 1 | UNIT 6 | [5 empty] | STANDARD |  |  |  | EXCITER | 0 | UNIT 6 |  |  |  |  | 2620 |  |  | 2000-01-01 |  |  |  |  | EXC |  |  |  | 42740 | 109860 | data not found | [10 empty] | YES | EXCITATION SYSTEM, DIGITAL | EXCITERS | NO | data not found
| 11395749 | UNIT 6 GENERATOR ROTOR - FIELD POLES | 2620 | Seven Sisters G.S. | 00105H-U06-GEN-RTR | UNIT 6 GENERATOR ROTOR | CANADIAN GENERAL ELECTRIC LTD |  |  | 109839 | INST | 1 | UNIT 6 | [5 empty] | STANDARD |  |  |  | WINDING | 0 | UNIT 6 |  |  |  |  | 2620 |  |  | 1952-09-26 |  |  |  |  | WND |  |  |  | 42113 | 109839 | data not found
| 11395727 | UNIT 6 GENERATOR ROTOR - SPIDER/RIM | 2620 | Seven Sisters G.S. | 00105H-U06-GEN-RTR | UNIT 6 GENERATOR ROTOR | CANADIAN GENERAL ELECTRIC LTD |  |  | 041916 | INST | 1 | UNIT 6 | [5 empty] | STANDARD |  |  |  | ROTOR | 0 | UNIT 6 |  |  |  |  | 2620 |  |  | 1952-01-01 |  |  |  |  | RTR |  |  |  | 42110 | 041916 | data not found | [10 empty] | YES | GENERATOR, ROTOR | GENERATORS | NO | data not found
| 11395729 | UNIT 6 GENERATOR STATOR - CORE/FRAME | 2620 | Seven Sisters G.S. | 00105H-U06-GEN-STA | UNIT 6 GENERATOR STATOR | CANADIAN GENERAL ELECTRIC LTD |  |  | 041919 | INST | 1 | UNIT 6 | [5 empty] | STANDARD |  |  |  | STATOR | 0 | UNIT 6 |  |  |  |  | 2620 |  |  | 1950-01-01 |  |  |  |  | STA |  |  |  | 42120 | 041919 | data not found | [10 empty] | YES | GENERATOR, STATOR | GENERATORS | NO | data not found
| 11395730 | UNIT 6 GENERATOR THRUST BEARING | 2620 | Seven Sisters G.S. | 00105H-U06-GEN-BRG-TBR | UNIT 6 GENERATOR THRUST BEARING | CANADIAN GENERAL ELECTRIC LTD |  |  | 041931 | INST | 1 | UNIT 6 | [5 empty] | STANDARD |  |  |  | BEARING | 0 | UNIT 6 |  |  |  |  | 2620 | [7 empty] | BRG |  |  |  | 42140 | 041931 | LUBRICATION |  |  |  | OIL | LITRES | 2600 | LITRES | TERESSO 68 | NO | data not found
| 11395731 | UNIT 6 GENERATOR UPPER GUIDE BEARING | 2620 | Seven Sisters G.S. | 00105H-U06-GEN-BRG-GBR | UNIT 6 GENERATOR GUIDE BEARING(S) | CANADIAN GENERAL ELECTRIC LTD |  |  | 041928 | INST | 1 | UNIT 6 | [5 empty] | STANDARD |  |  |  | BEARING | 0 | UNIT 6 |  |  |  |  | 2620 | [7 empty] | BRG |  |  |  | 42140 | 041928 | data not found
| 11395732 | UNIT 6 GENERATOR VOLTAGE REGULATOR | 2620 | Seven Sisters G.S. | 00105H-U06-GEN-EXC-VRG | UNIT 6 GENERATOR VOLTAGE REGULATOR | ABB POWER T&D COMPANY INC | 518066-323-6 | 520DF50 | 050259 | INST | 1 | UNIT 6 |  |  | 05-59-19 | REGULATOR VOLTAGE ABB 520DF50 |  | STANDARD |  |  |  | VOLTAGE REGULATOR | 0 | UNIT 6 |  |  |  |  | 2620 | [7 empty] | REG |  |  |  | 42704 | 050259 | data not found
| 11395733 | UNIT 6 GOV OIL ACCUMULATOR TANK | 2620 | Seven Sisters G.S. | 00105H-U06-TUR-GOV-OPR-TNK | UNIT 6 GOVERNOR SYS PRESS VESSELS | ACME WELDING & SUPPLY | 11-06-2008-03 | RT-3 | 140566 | INST | 1 | UNIT 6 | [5 empty] | PSETPR |  |  |  | TANK | 0 | UNIT 6 |  |  |  |  | 2620 | [7 empty] | TNK |  |  |  | 41714 | 140566 | data not found | [74 empty] | GASOVERLIQUID
| 11395734 | UNIT 6 GOV OIL SUMP TANK | 2620 | Seven Sisters G.S. | 00105H-U06-TUR-GOV-ONP | UNIT 6 GOV NON PRESSURIZED OIL SYSTEM |  |  |  | 109755 | INST | 1 | UNIT 6 | [5 empty] | STANDARD |  |  |  | TANK | 0 | UNIT 6 |  |  |  |  | 2620 | [7 empty] | TNK |  |  |  | 41715 | 109755 | data not found | [7 empty] | TERESSO 46 |  | data not found
| 11395735 | UNIT 6 GOV SUMP TANK LOW OIL SWITCH | 2620 | Seven Sisters G.S. | 00105H-U06-TUR-GOV-ONP | UNIT 6 GOV NON PRESSURIZED OIL SYSTEM | JO-BELL PRODUCTS | REQ | REQ | 109784 | INST | 1 | UNIT 6 | [5 empty] | STANDARD |  |  |  | CONTROL INPUT | 0 | UNIT 6 |  |  |  |  | 2620 | [7 empty] | CIN |  |  |  | 41715 | 109784 | data not found
| 11395736 | UNIT 6 GOVERNOR ACTUATOR | 2620 | Seven Sisters G.S. | 00105H-U06-TUR-GOV-CNT | UNIT 6 GOVERNOR CONTROL | WOODWARD GOVERNOR COMPANY | 250360 | A-8 ACTUATOR | 041952 | INST | 1 | UNIT 6 |  |  | 05-34-14 | GOVERNOR ACTUATOR WOODWARD A |  | STANDARD |  |  |  | ACTUATOR | 0 | UNIT 6 |  |  |  |  | 2620 |  |  | 1931-01-01 |  |  |  |  | ACT |  |  |  | 41721 | 041952 | data not found | [10 empty] | YES | GOVERNOR, MECHANICAL | GOVERNORS | NO | data not found
| 11397358 | UNIT 6 GOVERNOR BALLHEAD | 2620 | Seven Sisters G.S. | 00105H-U06-TUR-GOV-CNT | UNIT 6 GOVERNOR CONTROL | WOODWARD GOVERNOR COMPANY |  |  | 109809 | ASEQ | 1 | UNIT 6 | [5 empty] | STANDARD |  |  |  | BALLHEAD | 0 | UNIT 6 |  |  |  |  | 2620 |  |  |  | 11395736 | UNIT 6 GOVERNOR ACTUATOR |  |  | BHD |  |  |  | 41721 | 109809 | data not found
| 11397359 | UNIT 6 GOVERNOR DASHPOT | 2620 | Seven Sisters G.S. | 00105H-U06-TUR-GOV-CNT | UNIT 6 GOVERNOR CONTROL | WOODWARD GOVERNOR COMPANY |  |  | 109815 | ASEQ | 1 | UNIT 6 | [5 empty] | STANDARD |  |  |  | DASHPOT | 0 | UNIT 6 |  |  |  |  | 2620 |  |  |  | 11395736 | UNIT 6 GOVERNOR ACTUATOR |  |  | DHP |  |  |  | 41723 | 109815 | data not found
| 11397360 | UNIT 6 GOVERNOR MAIN VALVE | 2620 | Seven Sisters G.S. | 00105H-U06-TUR-GOV-CNT | UNIT 6 GOVERNOR CONTROL | WOODWARD GOVERNOR COMPANY |  |  | 109817 | ASEQ | 1 | UNIT 6 | [5 empty] | STANDARD |  |  |  | VALVE | 0 | UNIT 6 |  |  |  |  | 2620 |  |  |  | 11395736 | UNIT 6 GOVERNOR ACTUATOR |  |  | VLV |  |  |  | 41713 | 109817 | data not found
| 11397361 | UNIT 6 GOVERNOR PILOT VALVE | 2620 | Seven Sisters G.S. | 00105H-U06-TUR-GOV-CNT | UNIT 6 GOVERNOR CONTROL | WOODWARD GOVERNOR COMPANY |  |  | 109818 | ASEQ | 1 | UNIT 6 | [5 empty] | STANDARD |  |  |  | VALVE | 0 | UNIT 6 |  |  |  |  | 2620 |  |  |  | 11395736 | UNIT 6 GOVERNOR ACTUATOR |  |  | VLV |  |  |  | 41713 | 109818 | data not found
| 11397362 | UNIT 6 GOVERNOR RESTORING MECHANISM | 2620 | Seven Sisters G.S. | 00105H-U06-TUR-GOV-CNT | UNIT 6 GOVERNOR CONTROL |  |  |  | 109819 | ASEQ | 1 | UNIT 6 | [5 empty] | STANDARD |  |  |  | RESTORING MECHANISM | 0 | UNIT 6 |  |  |  |  | 2620 |  |  |  | 11395736 | UNIT 6 GOVERNOR ACTUATOR |  |  | RSM |  |  |  | 41728 | 109819 | data not found
| 11395737 | UNIT 6 GOVERNOR SERVOMOTOR | 2620 | Seven Sisters G.S. | 00105H-U06-TUR-GOV-CNT | UNIT 6 GOVERNOR CONTROL |  |  |  | 109801 | INST | 1 | UNIT 6 | [5 empty] | STANDARD |  |  |  | SERVO MOTOR | 0 | UNIT 6 |  |  |  |  | 2620 | [7 empty] | SMT |  |  |  | 41141 | 109801 | data not found
| 11397363 | UNIT 6 GOVERNOR SOLENOID | 2620 | Seven Sisters G.S. | 00105H-U06-TUR-GOV-CNT | UNIT 6 GOVERNOR CONTROL | CANADIAN GENERAL ELECTRIC LTD |  |  | 109816 | ASEQ | 1 | UNIT 6 | [5 empty] | STANDARD |  |  |  | VALVE | 0 | UNIT 6 |  |  |  |  | 2620 |  |  |  | 11395736 | UNIT 6 GOVERNOR ACTUATOR |  |  | VLV |  |  |  | 41723 | 109816 | data not found
| 11397364 | UNIT 6 HEAD GATE A BRAKE THRUSTER | 2620 | Seven Sisters G.S. | 00105H-U06-TUR-WSD-HGT-HG1-HST | UNIT 6 HEADGATE A HOIST | CANADIAN GENERAL ELECTRIC LTD | REQ | REQ | 109746 | ASEQ | 1 | UNIT 6 | [5 empty] | STANDARD |  |  |  | BRAKE | 0 | UNIT 6 |  |  |  |  | 2620 |  |  |  | 11395739 | UNIT 6 HEAD GATE A ELECTRIC HOIST |  |  | BRK |  |  |  | 76180 | 109746 | LUBRICATION |  |  |  | OIL | LITRES | 7.6 | LITRES | VOLTESSO 35 | YES | data not found
| 11395739 | UNIT 6 HEAD GATE A ELECTRIC HOIST | 2620 | Seven Sisters G.S. | 00105H-U06-TUR-WSD-HGT-HG1-HST | UNIT 6 HEADGATE A HOIST | DOMINION BRIDGE CO. LTD. | 2532 |  | 109744 | INST | 1 | UNIT 6 | [5 empty] | CRANE_HOIST |  |  |  | HOIST | 0 | UNIT 6 |  |  |  |  | 2620 | [7 empty] | HST |  |  |  | 76180 | 109744 | data not found
| 11397365 | UNIT 6 HEAD GATE A HOIST BRAKE | 2620 | Seven Sisters G.S. | 00105H-U06-TUR-WSD-HGT-HG1-HST | UNIT 6 HEADGATE A HOIST |  | REQ | REQ | 109745 | ASEQ | 1 | UNIT 6 | [5 empty] | STANDARD |  |  |  | BRAKE | 0 | UNIT 6 |  |  |  |  | 2620 |  |  |  | 11395739 | UNIT 6 HEAD GATE A ELECTRIC HOIST |  |  | BRK |  |  |  | 76180 | 109745 | data not found
| 11397366 | UNIT 6 HEAD GATE A RAISE LIMIT SWITCH | 2620 | Seven Sisters G.S. | 00105H-U06-TUR-WSD-HGT-HG1-HST | UNIT 6 HEADGATE A HOIST | CANADIAN GENERAL ELECTRIC LTD | DL-2233917-B | CR 9441-LS-439-B | 109749 | ASEQ | 1 | UNIT 6 | [5 empty] | STANDARD |  |  |  | CONTROL INPUT | 0 | UNIT 6 |  |  |  |  | 2620 |  |  |  | 11395739 | UNIT 6 HEAD GATE A ELECTRIC HOIST |  |  | CIN |  |  |  | 76180 | 109749 | data not found
| 11397367 | UNIT 6 HEAD GATE B BRAKE THRUSTER | 2620 | Seven Sisters G.S. | 00105H-U06-TUR-WSD-HGT-HG2-HST | UNIT 6 HEADGATE B HOIST | CANADIAN GENERAL ELECTRIC LTD |  | CR9504 | 123128 | ASEQ | 1 | UNIT 6 | [5 empty] | STANDARD |  |  |  | BRAKE | 0 | UNIT 6 |  |  |  |  | 2620 |  |  |  | 11395740 | UNIT 6 HEAD GATE B ELECTRIC HOIST |  |  | BRK |  |  |  | 76180 | 123128 | LUBRICATION |  |  |  | OIL | LITRES | 7.6 | LITRES | VOLTESSO 35 | YES | data not found
| 11395740 | UNIT 6 HEAD GATE B ELECTRIC HOIST | 2620 | Seven Sisters G.S. | 00105H-U06-TUR-WSD-HGT-HG2-HST | UNIT 6 HEADGATE B HOIST | DOMINION BRIDGE CO. LTD. | 2534 |  | 123125 | INST | 1 | UNIT 6 | [5 empty] | CRANE_HOIST |  |  |  | HOIST | 0 | UNIT 6 |  |  |  |  | 2620 | [7 empty] | HST |  |  |  | 76180 | 123125 | data not found
| 11397368 | UNIT 6 HEAD GATE B HOIST BRAKE | 2620 | Seven Sisters G.S. | 00105H-U06-TUR-WSD-HGT-HG2-HST | UNIT 6 HEADGATE B HOIST |  | REQ | REQ | 123127 | ASEQ | 1 | UNIT 6 | [5 empty] | STANDARD |  |  |  | BRAKE | 0 | UNIT 6 |  |  |  |  | 2620 |  |  |  | 11395740 | UNIT 6 HEAD GATE B ELECTRIC HOIST |  |  | BRK |  |  |  | 76180 | 123127 | data not found
| 11397369 | UNIT 6 HEAD GATE B RAISE LIMIT SWITCH | 2620 | Seven Sisters G.S. | 00105H-U06-TUR-WSD-HGT-HG2-HST | UNIT 6 HEADGATE B HOIST | CANADIAN GENERAL ELECTRIC LTD | DL-2233917 | CR 9441-LS-439-B | 123129 | ASEQ | 1 | UNIT 6 | [5 empty] | STANDARD |  |  |  | CONTROL INPUT | 0 | UNIT 6 |  |  |  |  | 2620 |  |  |  | 11395740 | UNIT 6 HEAD GATE B ELECTRIC HOIST |  |  | CIN |  |  |  | 76180 | 123129 | data not found
| 11397370 | UNIT 6 HEAD GATE C BRAKE THRUSTER | 2620 | Seven Sisters G.S. | 00105H-U06-TUR-WSD-HGT-HG3-HST | UNIT 6 HEADGATE C HOIST | CANADIAN GENERAL ELECTRIC LTD |  | CR9504-T50 | 123131 | ASEQ | 1 | UNIT 6 | [5 empty] | STANDARD |  |  |  | BRAKE | 0 | UNIT 6 |  |  |  |  | 2620 |  |  |  | 11395741 | UNIT 6 HEAD GATE C ELECTRIC HOIST |  |  | BRK |  |  |  | 76180 | 123131 | LUBRICATION |  |  |  | OIL | LITRES | 7.6 | LITRES | VOLTESSO 35 | YES | data not found
| 11395741 | UNIT 6 HEAD GATE C ELECTRIC HOIST | 2620 | Seven Sisters G.S. | 00105H-U06-TUR-WSD-HGT-HG3-HST | UNIT 6 HEADGATE C HOIST | DOMINION BRIDGE CO. LTD. | 2533 |  | 123126 | INST | 1 | UNIT 6 | [5 empty] | CRANE_HOIST |  |  |  | HOIST | 0 | UNIT 6 |  |  |  |  | 2620 | [7 empty] | HST |  |  |  | 76180 | 123126 | data not found
| 11397371 | UNIT 6 HEAD GATE C HOIST BRAKE | 2620 | Seven Sisters G.S. | 00105H-U06-TUR-WSD-HGT-HG3-HST | UNIT 6 HEADGATE C HOIST |  | REQ | REQ | 123130 | ASEQ | 1 | UNIT 6 | [5 empty] | STANDARD |  |  |  | BRAKE | 0 | UNIT 6 |  |  |  |  | 2620 |  |  |  | 11395741 | UNIT 6 HEAD GATE C ELECTRIC HOIST |  |  | BRK |  |  |  | 76180 | 123130 | data not found
| 11397372 | UNIT 6 HEAD GATE C RAISE LIMIT SWITCH | 2620 | Seven Sisters G.S. | 00105H-U06-TUR-WSD-HGT-HG3-HST | UNIT 6 HEADGATE C HOIST | CANADIAN GENERAL ELECTRIC LTD | DL-2233917 | CR 9441-LS-439-B | 123132 | ASEQ | 1 | UNIT 6 | [5 empty] | STANDARD |  |  |  | CONTROL INPUT | 0 | UNIT 6 |  |  |  |  | 2620 |  |  |  | 11395741 | UNIT 6 HEAD GATE C ELECTRIC HOIST |  |  | CIN |  |  |  | 76180 | 123132 | data not found
| 11395742 | UNIT 6 HEADGATE A | 2620 | Seven Sisters G.S. | 00105H-U06-TUR-WSD-HGT-HG1 | UNIT 6 HEADGATE A | DOMINION BRIDGE CO. LTD. |  |  | 123122 | INST | 1 | UNIT 6 | [5 empty] | STANDARD |  |  |  | GATE | 0 | UNIT 6 |  |  |  |  | 2620 | [7 empty] | GTE |  |  |  | 76300 | 123122 | data not found
| 11395743 | UNIT 6 HEADGATE B | 2620 | Seven Sisters G.S. | 00105H-U06-TUR-WSD-HGT-HG2 | UNIT 6 HEADGATE B | DOMINION BRIDGE CO. LTD. |  |  | 123123 | INST | 1 | UNIT 6 | [5 empty] | STANDARD |  |  |  | GATE | 0 | UNIT 6 |  |  |  |  | 2620 | [7 empty] | GTE |  |  |  | 76300 | 123123 | data not found
| 11395744 | UNIT 6 HEADGATE C | 2620 | Seven Sisters G.S. | 00105H-U06-TUR-WSD-HGT-HG3 | UNIT 6 HEADGATE C | DOMINION BRIDGE CO. LTD. |  |  | 123124 | INST | 1 | UNIT 6 | [5 empty] | STANDARD |  |  |  | GATE | 0 | UNIT 6 |  |  |  |  | 2620 | [7 empty] | GTE |  |  |  | 76300 | 123124 | data not found
| 11395745 | UNIT 6 HEADGATE TRIP SWITCH | 2620 | Seven Sisters G.S. | 00105H-U06-GEN-UCM-CNT | UNIT 6 UNIT CONTROL |  |  |  | 109853 | INST | 1 | UNIT 6 | [5 empty] | STANDARD |  |  |  | CONTROL INPUT | 0 | UNIT 6 |  |  |  |  | 2620 | [7 empty] | CIN |  |  |  | 64200 | 109853 | data not found
| 11395746 | UNIT 6 LOWER GUIDE BRG OIL FLOW METER | 2620 | Seven Sisters G.S. | 00105H-U06-GEN-BRG-GBR | UNIT 6 GENERATOR GUIDE BEARING(S) | ROSEMOUNT INC. | 0860102377 | 8732C3NOM4L1 | 124914 | INST | 1 | UNIT 6 | [5 empty] | STANDARD |  |  |  | METER | 0 | UNIT 6 |  |  |  |  | 2620 | [7 empty] | MET |  |  |  | 64214 | 124914 | data not found
| 11395747 | UNIT 6 LOWER GUIDE BRG OIL LEVEL SWITCH | 2620 | Seven Sisters G.S. | 00105H-U06-GEN-BRG-GBR | UNIT 6 GENERATOR GUIDE BEARING(S) | JO-BELL PRODUCTS | REQ | REQ | 122943 | INST | 1 | UNIT 6 | [5 empty] | STANDARD |  |  |  | CONTROL INPUT | 0 | UNIT 6 |  |  |  |  | 2620 | [7 empty] | CIN |  |  |  | 64214 | 122943 | data not found
| 11395748 | UNIT 6 PERMANENT MAGNET GENERATOR | 2620 | Seven Sisters G.S. | 00105H-U06-TUR-GOV-CNT | UNIT 6 GOVERNOR CONTROL | WOODWARD GOVERNOR COMPANY | 250360 |  | 041958 | INST | 1 | UNIT 6 |  |  | 05-36-66 | GENERATOR PERMANENT MAG WOODWARD SS |  | STANDARD |  |  |  | GENERATOR | 0 | UNIT 6 |  |  |  |  | 2620 | [7 empty] | GEN |  |  |  | 41724 | 041958 | data not found
| 11395750 | UNIT 6 SHAFT SEAL | 2620 | Seven Sisters G.S. | 00105H-U06-TUR-HDC-SSL | UNIT 6 TURBINE SHAFT SEAL |  |  |  | 061101 | INST | 1 | UNIT 6 |  |  | 05-60-46 | SHAFT SEAL COMPONENTS SS |  | STANDARD |  |  |  | SEAL | 0 | UNIT 6 |  |  |  |  | 2620 | [7 empty] | SEA |  |  |  | 41123 | 061101 | data not found
| 11395751 | UNIT 6 SPEED SWITCH | 2620 | Seven Sisters G.S. | 00105H-U06-GEN-UCM-CNT | UNIT 6 UNIT CONTROL |  |  |  | 041961 | INST | 1 | UNIT 6 |  |  | 05-36-85 | SWITCH SPEED WOODWARD SS |  | STANDARD |  |  |  | CONTROL INPUT | 0 | UNIT 6 |  |  |  |  | 2620 | [7 empty] | CIN |  |  |  | 64200 | 041961 | data not found
| 11397373 | UNIT 6 SPEEDER MOTOR | 2620 | Seven Sisters G.S. | 00105H-U06-TUR-GOV-CNT | UNIT 6 GOVERNOR CONTROL | BODINE ELECTRIC COMPANY | 483561 | NSE-11 R | 109811 | ASEQ | 1 | UNIT 6 | [5 empty] | STANDARD |  |  |  | SPEEDER MOTOR | 0 | UNIT 6 |  |  |  |  | 2620 |  |  |  | 11395736 | UNIT 6 GOVERNOR ACTUATOR |  |  | SPM |  |  |  | 41723 | 109811 | data not found
| 11395752 | UNIT 6 START/STOP CIRCUITS | 2620 | Seven Sisters G.S. | 00105H-U06-GEN-UCM-CNT | UNIT 6 UNIT CONTROL |  |  |  | 109849 | INST | 1 | UNIT 6 | [5 empty] | STANDARD |  |  |  | START/STOP MECHANISM | 0 | UNIT 6 |  |  |  |  | 2620 | [7 empty] | SSM |  |  |  | 64200 | 109849 | data not found
| 11395754 | UNIT 6 TAILWATER LEVEL TRANSDUCER | 2620 | Seven Sisters G.S. | 00105H-U06-TUR-WSD-TWD | UNIT 6 TAIL WATER DEPRESSION | PSM INSTRUMENTATION LTD | 21050301 | SEE ALT MODEL NO | 111151 | INST | 1 | UNIT 6 | [5 empty] | STANDARD |  |  |  | CONTROL INPUT | 0 | UNIT 6 |  |  |  |  | 2620 | [7 empty] | CIN |  |  |  | 60620 | 111151 | data not found | [49 empty] | 700/H16S/P30/10.7MWG/9/NA
| 11395755 | UNIT 6 THRUST BEARING OIL LEVEL SWITCH | 2620 | Seven Sisters G.S. | 00105H-U06-GEN-BRG-TBR | UNIT 6 GENERATOR THRUST BEARING | JO-BELL PRODUCTS |  | R | 109842 | INST | 1 | UNIT 6 | [5 empty] | STANDARD |  |  |  | CONTROL INPUT | 0 | UNIT 6 |  |  |  |  | 2620 | [7 empty] | CIN |  |  |  | 64214 | 109842 | data not found
| 11823398 | UNIT 6 TRANSFORMER FIRE DETECTION SYSTEM | 2620 | Seven Sisters G.S. | 00105H-BPA-FPS-CNT-DET | FIRE PROTECTION DETECTION SYSTEMS | REQ |  | REQ | NEW | INST | 1 | UNIT 6 | FIRE |  |  |  |  | STANDARD |  |  |  | FIRE DETECTION SYS | 0 | UNIT 6 |  |  |  |  | 2620 | [7 empty] | FDS |  |  |  | 78000 | NEW | data not found
| 11395756 | UNIT 6 TRASH RACK ALARM | 2620 | Seven Sisters G.S. | 00105H-U06-TUR-WSD-TRK | UNIT 6 TRASHRACK |  |  |  | 109752 | INST | 1 | UNIT 6 | [5 empty] | STANDARD |  |  |  | CONTROL INPUT | 0 | UNIT 6 |  |  |  |  | 2620 | [7 empty] | CIN |  |  |  | 67640 | 109752 | data not found
| 11395757 | UNIT 6 TRASHRACK | 2620 | Seven Sisters G.S. | 00105H-U06-TUR-WSD-TRK | UNIT 6 TRASHRACK | DOMINION BRIDGE CO. LTD. |  |  | 041856 | INST | 1 | UNIT 6 | [5 empty] | STANDARD |  |  |  | TRASHRACK | 0 | UNIT 6 |  |  |  |  | 2620 | [7 empty] | TRK |  |  |  | 76430 | 041856 | data not found
| 11395758 | UNIT 6 TURBINE BEARING | 2620 | Seven Sisters G.S. | 00105H-U06-TUR-GBR | UNIT 6 TURBINE GUIDE BEARING | DOMINION ENGINEERING WORKS |  |  | 041883 | INST | 1 | UNIT 6 | [5 empty] | STANDARD |  |  |  | BEARING | 0 | UNIT 6 |  |  |  |  | 2620 | [7 empty] | BRG |  |  |  | 41122 | 041883 | LUBRICATION |  |  |  | WATER
| 11395759 | UNIT 6 TURBINE DRAFT TUBE LINER | 2620 | Seven Sisters G.S. | 00105H-U06-TUR-WSD-PAS-DTB | UNIT 6 TURBINE DRAFT TUBE |  |  |  | 109754 | INST | 1 | UNIT 6 | [5 empty] | STANDARD |  |  |  | DRAFT TUBE LINER | 0 | UNIT 6 |  |  |  |  | 2620 | [7 empty] | DTL |  |  |  | 41114 | 109754 | data not found
| 11395760 | UNIT 6 TURBINE GREASER | 2620 | Seven Sisters G.S. | 00105H-U06-TUR-GRS | UNIT 6 TURBINE GREASER | THE FARVAL CORP. | F1581 | 1A | 041880 | INST | 1 | UNIT 6 |  |  | 05-52-25 | GREASE SYSTEM COMPONENTS FARVOL SS |  | STANDARD |  |  |  | GREASER | 0 | UNIT 6 |  |  |  |  | 2620 | [7 empty] | GSR |  |  |  | 41152 | 041880 | LUBRICATION |  |  |  | OIL | LITRES | 15 | LITRES |  | YES | data not found
| 11395761 | UNIT 6 TURBINE HEADCOVER | 2620 | Seven Sisters G.S. | 00105H-U06-TUR-HDC | UNIT 6 TURBINE HEADCOVER |  |  |  | 041889 | INST | 1 | UNIT 6 | [5 empty] | STANDARD |  |  |  | HEAD COVER | 0 | UNIT 6 |  |  |  |  | 2620 | [7 empty] | HCV |  |  |  | 41121 | 041889 | data not found
| 11395762 | UNIT 6 TURBINE RUNNER | 2620 | Seven Sisters G.S. | 00105H-U06-TUR-RUN | UNIT 6 TURBINE RUNNER | DOMINION ENGINEERING WORKS |  |  | 041871 | INST | 1 | UNIT 6 | [5 empty] | STANDARD |  |  |  | RUNNER | 0 | UNIT 6 |  |  |  |  | 2620 |  |  | 1952-09-26 |  |  |  |  | RUN |  |  |  | 41130 | 041871 | data not found
| 11395763 | UNIT 6 TURBINE STAY VANES/RING | 2620 | Seven Sisters G.S. | 00105H-U06-TUR-WSD-PAS-SVR | UNIT 6 TURBINE STAY VANES/RING |  |  |  | 109753 | INST | 1 | UNIT 6 | [5 empty] | STANDARD |  |  |  | TURBINE STAY VANES | 0 | UNIT 6 |  |  |  |  | 2620 | [7 empty] | TSV |  |  |  | 41110 | 109753 | data not found
| 11395764 | UNIT 6 TURBINE WICKET GATE | 2620 | Seven Sisters G.S. | 00105H-U06-TUR-WSD-WGT | UNIT 6 TURBINE WICKET GATE |  |  |  | 041886 | INST | 1 | UNIT 6 | [5 empty] | STANDARD |  |  |  | WICKET GATE | 0 | UNIT 6 |  |  |  |  | 2620 | [7 empty] | WGA |  |  |  | 41142 | 041886 | data not found
| 11395765 | UNIT 6 WICKET GATE POSITION SWITCH | 2620 | Seven Sisters G.S. | 00105H-U06-TUR-GOV-CNT | UNIT 6 GOVERNOR CONTROL |  |  |  | 109803 | INST | 1 | UNIT 6 | [5 empty] | STANDARD |  |  |  | CONTROL INPUT | 0 | UNIT 6 |  |  |  |  | 2620 | [7 empty] | CIN |  |  |  | 41723 | 109803 | data not found
| 11395769 | UP STREAM INTAKE WATER STRAINER | 2620 | Seven Sisters G.S. | 00105H-BPA-SWS-RWS | RAW WATER SYSTEM |  | REQ | REQ | 140293 | INST | 1 | [6 empty] | STANDARD |  |  |  | STRAINER | 0 | [5 empty] | 2620 | [7 empty] | STR |  |  |  | 72100 | 140293 | data not found | STRBSK02 | STR | BSK